## SiteInfo
Name | Address Line 1 | Address Line 2 | City | State | Postcode | Country | Name | Phone Number | Email Address | Site Information
Verde | 10 Bressenden Place |  | London |  | SW1E 5DH | England | KnighContorls | ​01245 808 218 | service@knightcontrols.co.uk

## Floor meters
Floor | Mech | Lighting/Small Power | West LTG/FCU | West SP | West Extra1 | West Extra2 | West Extra3 | West Extra4 | East LTG/FCU | East SP | East Extra 1 | East Extra 2 | East Extra 3
Floor 1
Floor 2
Floor 3
Floor 4
Floor 5
Floor 6
Floor 7
Floor 8
Floor 9
Not found on single line drawings
Confirmed on single line drawings
Not found on provided meter list

## ModbusDevices
connection | address | name | description | port | timeout | retries | delay | keepalive | port | timeout | retries | delay | keepalive

## Meters
name | description | serialNumber | location | utility | parent | notes | driver | b_device | m_ipdevice | m_unit | metertype | usernames | groupnames | unit | calculation_meters | portion | Building | Calc meters list
1LB - FL2 West Core 2 L |  |  |  | 0 |  |  | Modbus
1LB - FL4 West Core 2 L |  |  |  | 0 |  |  | Modbus
1LB - FL5 West Core 2 L |  |  |  | 0 |  |  | Modbus
1LB - FL8 West Core 2 L |  |  |  | 0 |  |  | Modbus
1LB - FL9 West Core 2 L |  |  |  | 0 |  |  | Modbus
1LB - FL2 West Core 2 P |  |  |  | 0 |  |  | Modbus
1LB - FL4 West Core 2 P |  |  |  | 0 |  |  | Modbus
1LB - FL5 West Core 2 P |  |  |  | 0 |  |  | Modbus
1LB - FL6 West Core 2 P |  |  |  | 0 |  |  | Modbus
1LB - FL7 West Core 2 P |  |  |  | 0 |  |  | Modbus
1LB - FL8 West Core 2 P |  |  |  | 0 |  |  | Modbus
1LB - FL9 West Core 2 P |  |  |  | 0 |  |  | Modbus
1LB - FL10 West Core 2 P |  |  |  | 0 |  |  | Modbus
1LB - FL11 West Core 2 P |  |  |  | 0 |  |  | Modbus
1LB - FL11 West Core 2 DB |  |  |  | 0 |  |  | Modbus
1LB - FL12 West Core 2 P |  |  |  | 0 |  |  | Modbus
1LB - FL3 West Core 2 P |  |  |  | 0 |  |  | Modbus
1LB - FL3 West Core 2 L |  |  |  | 0 |  |  | Modbus
1LB - FL6 West Core 2 L |  |  |  | 0 |  |  | Modbus
1LB - FL7 West Core 2 L |  |  |  | 0 |  |  | Modbus
1LB - FL10 West Core 2 L |  |  |  | 0 |  |  | Modbus
1LB - FL12 West Core 2 L |  |  |  | 0 |  |  | Modbus
1LB - FL4 West Core 2 ATS |  |  |  | 0 |  |  | Modbus
1LB - FL1 West Core 1 P |  |  |  | 0 |  |  | Modbus
1LB - FL2 West Core 1 P |  |  |  | 0 |  |  | Modbus
1LB - FL3 West Core 1 P |  |  |  | 0 |  |  | Modbus
1LB - FL4 West Core 1 P |  |  |  | 0 |  |  | Modbus
1LB - FL5 West Core 1 P |  |  |  | 0 |  |  | Modbus
1LB - FL6 West Core 1 P |  |  |  | 0 |  |  | Modbus
1LB - FL8 West Core 1 P |  |  |  | 0 |  |  | Modbus
1LB - FL9 West Core 1 P |  |  |  | 0 |  |  | Modbus
1LB - FL10 West Core 1 P |  |  |  | 0 |  |  | Modbus
1LB - FL12 West Core 1 P |  |  |  | 0 |  |  | Modbus
1LB - FL2 West Core 1 L |  |  |  | 0 |  |  | Modbus
1LB - FL3 West Core 1 L |  |  |  | 0 |  |  | Modbus
1LB - FL4 West Core 1 L |  |  |  | 0 |  |  | Modbus
1LB - FL5 West Core 1 L |  |  |  | 0 |  |  | Modbus
1LB - FL6 West Core 1 L |  |  |  | 0 |  |  | Modbus
1LB - FL8 West Core 1 L |  |  |  | 0 |  |  | Modbus
1LB - FL9 West Core 1 L |  |  |  | 0 |  |  | Modbus
1LB - FL10 West Core 1 L |  |  |  | 0 |  |  | Modbus
1LB - FL11 West Core 1 Lighting Kitchen |  |  |  | 0 |  |  | Modbus
1LB - FL12 West Core 1 L |  |  |  | 0 |  |  | Modbus
1LB - FL7 West Core 1 P |  |  |  | 0 |  |  | Modbus
1LB - FL7 West Core 1 L |  |  |  | 0 |  |  | Modbus
1LB - FL6 West Core 1 Comms |  |  |  | 0 |  |  | Modbus
1LB - FL11 West Core 1 P |  |  |  | 0 |  |  | Modbus
1LB - Ground Floor East Core 1 P |  |  |  | 0 |  |  | Modbus
1LB - Ground Floor East Core 1 L |  |  |  | 0 |  |  | Modbus
1LB - FL1 East Core 1 L |  |  |  | 0 |  |  | Modbus
1LB-SB-M01-01 |  |  |  | 0 |  |  | Modbus
1LB - Fire Fighting Lift |  |  |  | 0 |  |  | Modbus
1LB - Tenants Essential Busbar West Riser |  |  |  | 0 |  |  | Modbus
1LB - MCC-M-12-1 |  |  |  | 0 |  |  | Modbus
1LB - ATS 10 |  |  |  | 0 |  |  | Modbus
1LB - SB-M02-01 |  |  |  | 0 |  |  | Modbus
1LB - Landlords Rising Main West |  |  |  | 0 |  |  | Modbus
1LB - Lifts 36 37 |  |  |  | 0 |  |  | Modbus
1LB - DP-M-G1 |  |  |  | 0 |  |  | Modbus
1LB - Lift A and B |  |  |  | 0 |  |  | Modbus
1LB - DP-MB-02E |  |  |  | 0 |  |  | Modbus
1LB - MCC 2 Heating System |  |  |  | 0 |  |  | Modbus
1LB - East Tenants Non Essential Busbar |  |  |  | 0 |  |  | Modbus
1LB - CH-M-01 |  |  |  | 0 |  |  | Modbus
1LB - Fire Fighting Lift 40 |  |  |  | 0 |  |  | Modbus
1LB - DP-M-B1 |  |  |  | 0 |  |  | Modbus
1LB - Landlords Rising Main East |  |  |  | 0 |  |  | Modbus
1LB - AHU M2 Extract |  |  |  | 0 |  |  | Modbus
1LB - SB-M-03 |  |  |  | 0 |  |  | Modbus
1LB - Fire Alarm Panels |  |  |  | 0 |  |  | Modbus
1LB - MCC 2 ESS |  |  |  | 0 |  |  | Modbus
1LB - Tripping Coil and Battery Charger HV |  |  |  | 0 |  |  | Modbus
1LB - Tripping Coil and Battery Charger LV |  |  |  | 0 |  |  | Modbus
1LB - AHU M1 Extract |  |  |  | 0 |  |  | Modbus
1LB - Sprinkler Pump Set |  |  |  | 0 |  |  | Modbus
1LB - Chiller Pumps MCC3 |  |  |  | 0 |  |  | Modbus
1LB - CH-M-02 |  |  |  | 0 |  |  | Modbus
1LB - TX-L-01 |  |  |  | 0 |  |  | Modbus
1LB - TX-L02 |  |  |  | 0 |  |  | Modbus
1LB - MCC-L-R1 |  |  |  | 0 |  |  | Modbus
1LB - MCC 1 ESS |  |  |  | 0 |  |  | Modbus
1LB - Landlords Rising Main West 2 |  |  |  | 0 |  |  | Modbus
1LB - Block L Tripping Coil / Battery Charger LV |  |  |  | 0 |  |  | Modbus
1LB - SB-L02-04 |  |  |  | 0 |  |  | Modbus
1LB - MCC1 |  |  |  | 0 |  |  | Modbus
1LB - Tenants Non Essential Rising Busbar East |  |  |  | 0 |  |  | Modbus
1LB - DB-L-B01 |  |  |  | 0 |  |  | Modbus
1LB - Landlords Rising Main East 2 |  |  |  | 0 |  |  | Modbus
1LB - DP-LGP1 |  |  |  | 0 |  |  | Modbus
1LB - SB-L02-10 |  |  |  | 0 |  |  | Modbus
1LB - Lift E and F |  |  |  | 0 |  |  | Modbus
1LB - MCC LR2E |  |  |  | 0 |  |  | Modbus
1LB - Fire Fighting Lift 34 |  |  |  | 0 |  |  | Modbus
1LB - Lift G |  |  |  | 0 |  |  | Modbus
1LB - DP-LG-P2 |  |  |  | 0 |  |  | Modbus
1LB - MCC-L-3EATS |  |  |  | 0 |  |  | Modbus
1LB - ES-L-C1 Escalators |  |  |  | 0 |  |  | Modbus
1LB - ES-L-C2 Escalators |  |  |  | 0 |  |  | Modbus
1LB - MCC-L-B2 |  |  |  | 0 |  |  | Modbus
1LB - DB-LBC1 |  |  |  | 0 |  |  | Modbus
1LB - DB-LBC2 |  |  |  | 0 |  |  | Modbus
1LB - DB-LBC3 |  |  |  | 0 |  |  | Modbus
1LB - DB-LBC4 |  |  |  | 0 |  |  | Modbus
1LB - DB-LBC5 |  |  |  | 0 |  |  | Modbus
1LB-DB-LGC1 |  |  |  | 0 |  |  | Modbus
1LB-DB-LG3 |  |  |  | 0 |  |  | Modbus
MCC-L-B2 |  |  |  | 0 |  |  | Modbus
Tenants Essential Rising Busbar East |  |  |  | 0 |  |  | Modbus
Tenants Non Essential Busbar West Riser |  |  |  | 0 |  |  | Modbus

## CustomMeterPoints
meter | parameter | period | frequency | description | instance
1LB - Ground Floor East Core 1 P | Active Energy | Previous To Today Equivalent | month | 1LB - Ground Floor East Core 1 P-Previous To Today Equivalent-month | #REF!
1LB - Ground Floor East Core 1 L | Active Energy | Previous To Today Equivalent | month | 1LB - Ground Floor East Core 1 L-Previous To Today Equivalent-month | #REF!
1LB - FL1 East Core 1 L | Active Energy | Previous To Today Equivalent | month | 1LB - FL1 East Core 1 L-Previous To Today Equivalent-month | #REF!
1LB - FL1 East Core 1 P | Active Energy | Previous To Today Equivalent | month | 1LB - FL1 East Core 1 P-Previous To Today Equivalent-month | #REF!
1LB - FL1 East Core 2 P | Active Energy | Previous To Today Equivalent | month | 1LB - FL1 East Core 2 P-Previous To Today Equivalent-month | #REF!
1LB - FL1 East Core 2 L | Active Energy | Previous To Today Equivalent | month | 1LB - FL1 East Core 2 L-Previous To Today Equivalent-month | #REF!
1LB - FL2 East Core 1 P | Active Energy | Previous To Today Equivalent | month | 1LB - FL2 East Core 1 P-Previous To Today Equivalent-month | #REF!
1LB - FL2 East Core 1 L | Active Energy | Previous To Today Equivalent | month | 1LB - FL2 East Core 1 L-Previous To Today Equivalent-month | #REF!
1LB - FL2 East Core 2 P | Active Energy | Previous To Today Equivalent | month | 1LB - FL2 East Core 2 P-Previous To Today Equivalent-month | #REF!
1LB - FL2 East Core 2 L | Active Energy | Previous To Today Equivalent | month | 1LB - FL2 East Core 2 L-Previous To Today Equivalent-month | #REF!
1LB - FL3 East Core 1 P | Active Energy | Previous To Today Equivalent | month | 1LB - FL3 East Core 1 P-Previous To Today Equivalent-month | #REF!
1LB - FL3 East Core 1 L | Active Energy | Previous To Today Equivalent | month | 1LB - FL3 East Core 1 L-Previous To Today Equivalent-month | #REF!
1LB - FL3 East Core 2 P | Active Energy | Previous To Today Equivalent | month | 1LB - FL3 East Core 2 P-Previous To Today Equivalent-month | #REF!
1LB - FL3 East Core 2 L | Active Energy | Previous To Today Equivalent | month | 1LB - FL3 East Core 2 L-Previous To Today Equivalent-month | #REF!
1LB - FL3 East Core 2 Metering Panel 1 | Active Energy | Previous To Today Equivalent | month | 1LB - FL3 East Core 2 Metering Panel 1-Previous To Today Equivalent-month | #REF!
1LB - FL4 East Core 1 P | Active Energy | Previous To Today Equivalent | month | 1LB - FL4 East Core 1 P-Previous To Today Equivalent-month | #REF!
1LB - FL4 East Core 1 L | Active Energy | Previous To Today Equivalent | month | 1LB - FL4 East Core 1 L-Previous To Today Equivalent-month | #REF!
1LB - FL4 East Core 2 P | Active Energy | Previous To Today Equivalent | month | 1LB - FL4 East Core 2 P-Previous To Today Equivalent-month | #REF!
1LB - FL4 East Core 2 L | Active Energy | Previous To Today Equivalent | month | 1LB - FL4 East Core 2 L-Previous To Today Equivalent-month | #REF!
1LB - FL5 East Core 1 P | Active Energy | Previous To Today Equivalent | month | 1LB - FL5 East Core 1 P-Previous To Today Equivalent-month | #REF!
1LB - FL5 East Core 1 L | Active Energy | Previous To Today Equivalent | month | 1LB - FL5 East Core 1 L-Previous To Today Equivalent-month | #REF!
1LB - FL5 East Core 2 P | Active Energy | Previous To Today Equivalent | month | 1LB - FL5 East Core 2 P-Previous To Today Equivalent-month | #REF!
1LB - FL5 East Core 2 L | Active Energy | Previous To Today Equivalent | month | 1LB - FL5 East Core 2 L-Previous To Today Equivalent-month | #REF!
1LB - FL6 East Core 1 P | Active Energy | Previous To Today Equivalent | month | 1LB - FL6 East Core 1 P-Previous To Today Equivalent-month | #REF!
1LB - FL6 East Core 1 L | Active Energy | Previous To Today Equivalent | month | 1LB - FL6 East Core 1 L-Previous To Today Equivalent-month | #REF!
1LB - FL6 East Core 2 P | Active Energy | Previous To Today Equivalent | month | 1LB - FL6 East Core 2 P-Previous To Today Equivalent-month | #REF!
1LB - FL6 East Core 2 L | Active Energy | Previous To Today Equivalent | month | 1LB - FL6 East Core 2 L-Previous To Today Equivalent-month | #REF!
1LB - FL7 East Core 1 P | Active Energy | Previous To Today Equivalent | month | 1LB - FL7 East Core 1 P-Previous To Today Equivalent-month | #REF!
1LB - FL7 East Core 1 L | Active Energy | Previous To Today Equivalent | month | 1LB - FL7 East Core 1 L-Previous To Today Equivalent-month | #REF!
1LB - FL7 East Core 2 P | Active Energy | Previous To Today Equivalent | month | 1LB - FL7 East Core 2 P-Previous To Today Equivalent-month | #REF!
1LB - FL7 East Core 2 L | Active Energy | Previous To Today Equivalent | month | 1LB - FL7 East Core 2 L-Previous To Today Equivalent-month | #REF!
1LB - FL8 East Core 1 P | Active Energy | Previous To Today Equivalent | month | 1LB - FL8 East Core 1 P-Previous To Today Equivalent-month | #REF!
1LB - FL8 East Core 1 L | Active Energy | Previous To Today Equivalent | month | 1LB - FL8 East Core 1 L-Previous To Today Equivalent-month | #REF!
1LB - FL8 East Core 2 P | Active Energy | Previous To Today Equivalent | month | 1LB - FL8 East Core 2 P-Previous To Today Equivalent-month | #REF!
1LB - FL8 East Core 2 L | Active Energy | Previous To Today Equivalent | month | 1LB - FL8 East Core 2 L-Previous To Today Equivalent-month | #REF!
1LB - FL9 East Core 1 P | Active Energy | Previous To Today Equivalent | month | 1LB - FL9 East Core 1 P-Previous To Today Equivalent-month | #REF!
1LB - FL9 East Core 1 L | Active Energy | Previous To Today Equivalent | month | 1LB - FL9 East Core 1 L-Previous To Today Equivalent-month | #REF!
1LB - FL9 East Core 2 P | Active Energy | Previous To Today Equivalent | month | 1LB - FL9 East Core 2 P-Previous To Today Equivalent-month | #REF!
1LB - FL9 East Core 2 L | Active Energy | Previous To Today Equivalent | month | 1LB - FL9 East Core 2 L-Previous To Today Equivalent-month | #REF!
1LB - FL11 West Core 2 L | Active Energy | Previous To Today Equivalent | month | 1LB - FL11 West Core 2 L-Previous To Today Equivalent-month | #REF!
1LB - Floor 01 East Electricity | Active Energy | Previous To Today Equivalent | month | 1LB - Floor 01 East Electricity-Previous To Today Equivalent-month | #REF!
1LB - Floor 02 East Electricity | Active Energy | Previous To Today Equivalent | month | 1LB - Floor 02 East Electricity-Previous To Today Equivalent-month | #REF!
1LB - Floor 03 East Electricity | Active Energy | Previous To Today Equivalent | month | 1LB - Floor 03 East Electricity-Previous To Today Equivalent-month | #REF!
1LB - Floor 04 East Electricity | Active Energy | Previous To Today Equivalent | month | 1LB - Floor 04 East Electricity-Previous To Today Equivalent-month | #REF!
1LB - Floor 05 East Electricity | Active Energy | Previous To Today Equivalent | month | 1LB - Floor 05 East Electricity-Previous To Today Equivalent-month | #REF!
1LB - Floor 06 East Electricity | Active Energy | Previous To Today Equivalent | month | 1LB - Floor 06 East Electricity-Previous To Today Equivalent-month | #REF!
1LB - Floor 07 East Electricity | Active Energy | Previous To Today Equivalent | month | 1LB - Floor 07 East Electricity-Previous To Today Equivalent-month | #REF!
1LB - Floor 08 East Electricity | Active Energy | Previous To Today Equivalent | month | 1LB - Floor 08 East Electricity-Previous To Today Equivalent-month | #REF!
1LB - Floor 09 East Electricity | Active Energy | Previous To Today Equivalent | month | 1LB - Floor 09 East Electricity-Previous To Today Equivalent-month | #REF!
1LB - Floor 02 West Electricity | Active Energy | Previous To Today Equivalent | month | 1LB - Floor 02 West Electricity-Previous To Today Equivalent-month | #REF!
1LB - Floor 03 West Electricity | Active Energy | Previous To Today Equivalent | month | 1LB - Floor 03 West Electricity-Previous To Today Equivalent-month | #REF!
1LB - Floor 04 West Electricity | Active Energy | Previous To Today Equivalent | month | 1LB - Floor 04 West Electricity-Previous To Today Equivalent-month | #REF!
1LB - Floor 05 West Electricity | Active Energy | Previous To Today Equivalent | month | 1LB - Floor 05 West Electricity-Previous To Today Equivalent-month | #REF!
1LB - Floor 06 West Electricity | Active Energy | Previous To Today Equivalent | month | 1LB - Floor 06 West Electricity-Previous To Today Equivalent-month | #REF!
1LB - Floor 07 West Electricity | Active Energy | Previous To Today Equivalent | month | 1LB - Floor 07 West Electricity-Previous To Today Equivalent-month | #REF!
1LB - Floor 08 West Electricity | Active Energy | Previous To Today Equivalent | month | 1LB - Floor 08 West Electricity-Previous To Today Equivalent-month | #REF!
1LB - Floor 09 West Electricity | Active Energy | Previous To Today Equivalent | month | 1LB - Floor 09 West Electricity-Previous To Today Equivalent-month | #REF!
1LB - Floor 10 West Electricity | Active Energy | Previous To Today Equivalent | month | 1LB - Floor 10 West Electricity-Previous To Today Equivalent-month | #REF!
1LB - Floor 11 West Electricity | Active Energy | Previous To Today Equivalent | month | 1LB - Floor 11 West Electricity-Previous To Today Equivalent-month | #REF!
1LB - Floor 12 West Electricity | Active Energy | Previous To Today Equivalent | month | 1LB - Floor 12 West Electricity-Previous To Today Equivalent-month | #REF!
1LB - Floor 01 Total Electricity | Active Energy | Previous To Today Equivalent | month | 1LB - Floor 01 Total Electricity-Previous To Today Equivalent-month | #REF!
1LB - Floor 02 Total Electricity | Active Energy | Previous To Today Equivalent | month | 1LB - Floor 02 Total Electricity-Previous To Today Equivalent-month | #REF!
1LB - Floor 03 Total Electricity | Active Energy | Previous To Today Equivalent | month | 1LB - Floor 03 Total Electricity-Previous To Today Equivalent-month | #REF!
1LB - Floor 04 Total Electricity | Active Energy | Previous To Today Equivalent | month | 1LB - Floor 04 Total Electricity-Previous To Today Equivalent-month | #REF!
1LB - Floor 05 Total Electricity | Active Energy | Previous To Today Equivalent | month | 1LB - Floor 05 Total Electricity-Previous To Today Equivalent-month | #REF!
1LB - Floor 06 Total Electricity | Active Energy | Previous To Today Equivalent | month | 1LB - Floor 06 Total Electricity-Previous To Today Equivalent-month | #REF!
1LB - Floor 07 Total Electricity | Active Energy | Previous To Today Equivalent | month | 1LB - Floor 07 Total Electricity-Previous To Today Equivalent-month | #REF!
1LB - Floor 08 Total Electricity | Active Energy | Previous To Today Equivalent | month | 1LB - Floor 08 Total Electricity-Previous To Today Equivalent-month | #REF!
1LB - Floor 09 Total Electricity | Active Energy | Previous To Today Equivalent | month | 1LB - Floor 09 Total Electricity-Previous To Today Equivalent-month | #REF!
1LB - Floor 10 Total Electricity | Active Energy | Previous To Today Equivalent | month | 1LB - Floor 10 Total Electricity-Previous To Today Equivalent-month | #REF!
1LB - Floor 11 Total Electricity | Active Energy | Previous To Today Equivalent | month | 1LB - Floor 11 Total Electricity-Previous To Today Equivalent-month | #REF!
1LB - Floor 12 Total Electricity | Active Energy | Previous To Today Equivalent | month | 1LB - Floor 12 Total Electricity-Previous To Today Equivalent-month | #REF!

## Spaces
name | type | description | area | parent | tariff | schedule | meter1 | meter2 | meter3 | meter4 | meter5 | meter6 | meter7 | meter8 | meter9 | meter10 | meter11 | meter12 | meter13 | meter14 | meter15 | meter16

## Reports
name | description | chart | report | utility | period | breakup | comparison | text-color | meter1 | meter2 | meter3 | meter4 | meter5 | meter7 | meter7 | meter8 | meter9 | meter10 | meter1-color | meter2-color | meter3-color | meter4-color | meter5-color | meter7-color | meter7-color | meter8-color | meter9-color | meter10-color | period | breakup | comparison | text-color
1LB - Floor01 - East - Electricity - Demand |  | area | demand | Electricity | this-week | Auto | 0 | #2B2B2A | meter1: 1LB - FL1 East Core 1 L; meter2: 1LB - FL1 East Core 1 P; meter3: 1LB - FL1 East Core 2 L; meter4: 1LB - FL1 East Core 2 P | #097234 | #77C4BC | #134C6E | #2AA7F2 | #D7F7E1 | #96FFAC | #E6AF00 | #9D7EA4 | #988E3F | #446307 | this-week | Auto | 0 | #2B2B2A
1LB - Floor01 - East - Electricity - Consumption |  | bar | consumption | Electricity | this-week | Auto | 0 | #2B2B2A | meter1: 1LB - FL1 East Core 1 L; meter2: 1LB - FL1 East Core 1 P; meter3: 1LB - FL1 East Core 2 L; meter4: 1LB - FL1 East Core 2 P | #097234 | #77C4BC | #134C6E | #2AA7F2 | #D7F7E1 | #96FFAC | #E6AF00 | #9D7EA4 | #988E3F | #446307 | this-week | Auto | 0 | #2B2B2A
1LB - Floor02 - East - Electricity - Demand |  | area | demand | Electricity | this-week | Auto | 0 | #2B2B2A | meter1: 1LB - FL2 East Core 1 L; meter2: 1LB - FL2 East Core 1 P; meter3: 1LB - FL2 East Core 2 L; meter4: 1LB - FL2 East Core 2 P | #097234 | #77C4BC | #134C6E | #2AA7F2 | #D7F7E1 | #96FFAC | #E6AF00 | #9D7EA4 | #988E3F | #446307 | this-week | Auto | 0 | #2B2B2A
1LB - Floor02 - East - Electricity - Consumption |  | bar | consumption | Electricity | this-week | Auto | 0 | #2B2B2A | meter1: 1LB - FL2 East Core 1 L; meter2: 1LB - FL2 East Core 1 P; meter3: 1LB - FL2 East Core 2 L; meter4: 1LB - FL2 East Core 2 P | #097234 | #77C4BC | #134C6E | #2AA7F2 | #D7F7E1 | #96FFAC | #E6AF00 | #9D7EA4 | #988E3F | #446307 | this-week | Auto | 0 | #2B2B2A
1LB - Floor03 - East - Electricity - Demand |  | area | demand | Electricity | this-week | Auto | 0 | #2B2B2A | meter1: 1LB - FL3 East Core 1 L; meter2: 1LB - FL3 East Core 1 P; meter3: 1LB - FL3 East Core 2 L; meter4: 1LB - FL3 East Core 2 P; meter5: 1LB - FL3 East Core 2 Metering Panel 1 | #097234 | #77C4BC | #134C6E | #2AA7F2 | #D7F7E1 | #96FFAC | #E6AF00 | #9D7EA4 | #988E3F | #446307 | this-week | Auto | 0 | #2B2B2A
1LB - Floor03 - East - Electricity - Consumption |  | bar | consumption | Electricity | this-week | Auto | 0 | #2B2B2A | meter1: 1LB - FL3 East Core 1 L; meter2: 1LB - FL3 East Core 1 P; meter3: 1LB - FL3 East Core 2 L; meter4: 1LB - FL3 East Core 2 P; meter5: 1LB - FL3 East Core 2 Metering Panel 1 | #097234 | #77C4BC | #134C6E | #2AA7F2 | #D7F7E1 | #96FFAC | #E6AF00 | #9D7EA4 | #988E3F | #446307 | this-week | Auto | 0 | #2B2B2A
1LB - Floor04 - East - Electricity - Demand |  | area | demand | Electricity | this-week | Auto | 0 | #2B2B2A | meter1: 1LB - FL4 East Core 1 L; meter2: 1LB - FL4 East Core 1 P; meter3: 1LB - FL4 East Core 2 L; meter4: 1LB - FL4 East Core 2 P | #097234 | #77C4BC | #134C6E | #2AA7F2 | #D7F7E1 | #96FFAC | #E6AF00 | #9D7EA4 | #988E3F | #446307 | this-week | Auto | 0 | #2B2B2A
1LB - Floor04 - East - Electricity - Consumption |  | bar | consumption | Electricity | this-week | Auto | 0 | #2B2B2A | meter1: 1LB - FL4 East Core 1 L; meter2: 1LB - FL4 East Core 1 P; meter3: 1LB - FL4 East Core 2 L; meter4: 1LB - FL4 East Core 2 P | #097234 | #77C4BC | #134C6E | #2AA7F2 | #D7F7E1 | #96FFAC | #E6AF00 | #9D7EA4 | #988E3F | #446307 | this-week | Auto | 0 | #2B2B2A
1LB - Floor05 - East - Electricity - Demand |  | area | demand | Electricity | this-week | Auto | 0 | #2B2B2A | meter1: 1LB - FL5 East Core 1 L; meter2: 1LB - FL5 East Core 1 P; meter3: 1LB - FL5 East Core 2 L; meter4: 1LB - FL5 East Core 2 P | #097234 | #77C4BC | #134C6E | #2AA7F2 | #D7F7E1 | #96FFAC | #E6AF00 | #9D7EA4 | #988E3F | #446307 | this-week | Auto | 0 | #2B2B2A
1LB - Floor05 - East - Electricity - Consumption |  | bar | consumption | Electricity | this-week | Auto | 0 | #2B2B2A | meter1: 1LB - FL5 East Core 1 L; meter2: 1LB - FL5 East Core 1 P; meter3: 1LB - FL5 East Core 2 L; meter4: 1LB - FL5 East Core 2 P | #097234 | #77C4BC | #134C6E | #2AA7F2 | #D7F7E1 | #96FFAC | #E6AF00 | #9D7EA4 | #988E3F | #446307 | this-week | Auto | 0 | #2B2B2A
1LB - Floor06 - East - Electricity - Demand |  | area | demand | Electricity | this-week | Auto | 0 | #2B2B2A | meter1: 1LB - FL6 East Core 1 L; meter2: 1LB - FL6 East Core 1 P; meter3: 1LB - FL6 East Core 2 L; meter4: 1LB - FL6 East Core 2 P | #097234 | #77C4BC | #134C6E | #2AA7F2 | #D7F7E1 | #96FFAC | #E6AF00 | #9D7EA4 | #988E3F | #446307 | this-week | Auto | 0 | #2B2B2A
1LB - Floor06 - East - Electricity - Consumption |  | bar | consumption | Electricity | this-week | Auto | 0 | #2B2B2A | meter1: 1LB - FL6 East Core 1 L; meter2: 1LB - FL6 East Core 1 P; meter3: 1LB - FL6 East Core 2 L; meter4: 1LB - FL6 East Core 2 P | #097234 | #77C4BC | #134C6E | #2AA7F2 | #D7F7E1 | #96FFAC | #E6AF00 | #9D7EA4 | #988E3F | #446307 | this-week | Auto | 0 | #2B2B2A
1LB - Floor07 - East - Electricity - Demand |  | area | demand | Electricity | this-week | Auto | 0 | #2B2B2A | meter1: 1LB - FL7 East Core 1 L; meter2: 1LB - FL7 East Core 1 P; meter3: 1LB - FL7 East Core 2 L; meter4: 1LB - FL7 East Core 2 P | #097234 | #77C4BC | #134C6E | #2AA7F2 | #D7F7E1 | #96FFAC | #E6AF00 | #9D7EA4 | #988E3F | #446307 | this-week | Auto | 0 | #2B2B2A
1LB - Floor07 - East - Electricity - Consumption |  | bar | consumption | Electricity | this-week | Auto | 0 | #2B2B2A | meter1: 1LB - FL7 East Core 1 L; meter2: 1LB - FL7 East Core 1 P; meter3: 1LB - FL7 East Core 2 L; meter4: 1LB - FL7 East Core 2 P | #097234 | #77C4BC | #134C6E | #2AA7F2 | #D7F7E1 | #96FFAC | #E6AF00 | #9D7EA4 | #988E3F | #446307 | this-week | Auto | 0 | #2B2B2A
1LB - Floor08 - East - Electricity - Demand |  | area | demand | Electricity | this-week | Auto | 0 | #2B2B2A | meter1: 1LB - FL8 East Core 1 L; meter2: 1LB - FL8 East Core 1 P; meter3: 1LB - FL8 East Core 2 L; meter4: 1LB - FL8 East Core 2 P | #097234 | #77C4BC | #134C6E | #2AA7F2 | #D7F7E1 | #96FFAC | #E6AF00 | #9D7EA4 | #988E3F | #446307 | this-week | Auto | 0 | #2B2B2A
1LB - Floor08 - East - Electricity - Consumption |  | bar | consumption | Electricity | this-week | Auto | 0 | #2B2B2A | meter1: 1LB - FL8 East Core 1 L; meter2: 1LB - FL8 East Core 1 P; meter3: 1LB - FL8 East Core 2 L; meter4: 1LB - FL8 East Core 2 P | #097234 | #77C4BC | #134C6E | #2AA7F2 | #D7F7E1 | #96FFAC | #E6AF00 | #9D7EA4 | #988E3F | #446307 | this-week | Auto | 0 | #2B2B2A
1LB - Floor09 - East - Electricity - Demand |  | area | demand | Electricity | this-week | Auto | 0 | #2B2B2A | meter1: 1LB - FL9 East Core 1 L; meter2: 1LB - FL9 East Core 1 P; meter3: 1LB - FL9 East Core 2 L; meter4: 1LB - FL9 East Core 2 P | #097234 | #77C4BC | #134C6E | #2AA7F2 | #D7F7E1 | #96FFAC | #E6AF00 | #9D7EA4 | #988E3F | #446307 | this-week | Auto | 0 | #2B2B2A
1LB - Floor09 - East - Electricity - Consumption |  | bar | consumption | Electricity | this-week | Auto | 0 | #2B2B2A | meter1: 1LB - FL9 East Core 1 L; meter2: 1LB - FL9 East Core 1 P; meter3: 1LB - FL9 East Core 2 L; meter4: 1LB - FL9 East Core 2 P | #097234 | #77C4BC | #134C6E | #2AA7F2 | #D7F7E1 | #96FFAC | #E6AF00 | #9D7EA4 | #988E3F | #446307 | this-week | Auto | 0 | #2B2B2A
1LB - Floor02 - West - Electricity - Demand |  | area | demand | Electricity | this-week | Auto | 0 | #2B2B2A | meter1: 1LB - FL2 West Core 2 L; meter2: 1LB - FL2 West Core 2 P; meter3: 1LB - FL2 West Core 1 P; meter4: 1LB - FL2 West Core 1 L | #097234 | #77C4BC | #134C6E | #2AA7F2 | #D7F7E1 | #96FFAC | #E6AF00 | #9D7EA4 | #988E3F | #446307 | this-week | Auto | 0 | #2B2B2A
1LB - Floor02 - West - Electricity - Consumption |  | bar | consumption | Electricity | this-week | Auto | 0 | #2B2B2A | meter1: 1LB - FL2 West Core 2 L; meter2: 1LB - FL2 West Core 2 P; meter3: 1LB - FL2 West Core 1 P; meter4: 1LB - FL2 West Core 1 L | #097234 | #77C4BC | #134C6E | #2AA7F2 | #D7F7E1 | #96FFAC | #E6AF00 | #9D7EA4 | #988E3F | #446307 | this-week | Auto | 0 | #2B2B2A
1LB - Floor03 - West - Electricity - Demand |  | area | demand | Electricity | this-week | Auto | 0 | #2B2B2A | meter1: 1LB - FL3 West Core 2 L; meter2: 1LB - FL3 West Core 2 P; meter3: 1LB - FL3 West Core 1 P; meter4: 1LB - FL3 West Core 1 L | #097234 | #77C4BC | #134C6E | #2AA7F2 | #D7F7E1 | #96FFAC | #E6AF00 | #9D7EA4 | #988E3F | #446307 | this-week | Auto | 0 | #2B2B2A
1LB - Floor03 - West - Electricity - Consumption |  | bar | consumption | Electricity | this-week | Auto | 0 | #2B2B2A | meter1: 1LB - FL3 West Core 2 L; meter2: 1LB - FL3 West Core 2 P; meter3: 1LB - FL3 West Core 1 P; meter4: 1LB - FL3 West Core 1 L | #097234 | #77C4BC | #134C6E | #2AA7F2 | #D7F7E1 | #96FFAC | #E6AF00 | #9D7EA4 | #988E3F | #446307 | this-week | Auto | 0 | #2B2B2A
1LB - Floor04 - West - Electricity - Demand |  | area | demand | Electricity | this-week | Auto | 0 | #2B2B2A | meter1: 1LB - FL4 West Core 2 L; meter2: 1LB - FL4 West Core 2 P; meter3: 1LB - FL4 West Core 1 P; meter4: 1LB - FL4 West Core 1 L | #097234 | #77C4BC | #134C6E | #2AA7F2 | #D7F7E1 | #96FFAC | #E6AF00 | #9D7EA4 | #988E3F | #446307 | this-week | Auto | 0 | #2B2B2A
1LB - Floor04 - West - Electricity - Consumption |  | bar | consumption | Electricity | this-week | Auto | 0 | #2B2B2A | meter1: 1LB - FL4 West Core 2 L; meter2: 1LB - FL4 West Core 2 P; meter3: 1LB - FL4 West Core 1 P; meter4: 1LB - FL4 West Core 1 L | #097234 | #77C4BC | #134C6E | #2AA7F2 | #D7F7E1 | #96FFAC | #E6AF00 | #9D7EA4 | #988E3F | #446307 | this-week | Auto | 0 | #2B2B2A
1LB - Floor05 - West - Electricity - Demand |  | area | demand | Electricity | this-week | Auto | 0 | #2B2B2A | meter1: 1LB - FL5 West Core 2 L; meter2: 1LB - FL5 West Core 2 P; meter3: 1LB - FL5 West Core 1 P; meter4: 1LB - FL5 West Core 1 L | #097234 | #77C4BC | #134C6E | #2AA7F2 | #D7F7E1 | #96FFAC | #E6AF00 | #9D7EA4 | #988E3F | #446307 | this-week | Auto | 0 | #2B2B2A
1LB - Floor05 - West - Electricity - Consumption |  | bar | consumption | Electricity | this-week | Auto | 0 | #2B2B2A | meter1: 1LB - FL5 West Core 2 L; meter2: 1LB - FL5 West Core 2 P; meter3: 1LB - FL5 West Core 1 P; meter4: 1LB - FL5 West Core 1 L | #097234 | #77C4BC | #134C6E | #2AA7F2 | #D7F7E1 | #96FFAC | #E6AF00 | #9D7EA4 | #988E3F | #446307 | this-week | Auto | 0 | #2B2B2A
1LB - Floor06 - West - Electricity - Demand |  | area | demand | Electricity | this-week | Auto | 0 | #2B2B2A | meter1: 1LB - FL6 West Core 2 L; meter2: 1LB - FL6 West Core 2 P; meter3: 1LB - FL6 West Core 1 P; meter4: 1LB - FL6 West Core 1 L; meter5: 1LB - FL6 West Core 1 Comms | #097234 | #77C4BC | #134C6E | #2AA7F2 | #D7F7E1 | #96FFAC | #E6AF00 | #9D7EA4 | #988E3F | #446307 | this-week | Auto | 0 | #2B2B2A
1LB - Floor06 - West - Electricity - Consumption |  | bar | consumption | Electricity | this-week | Auto | 0 | #2B2B2A | meter1: 1LB - FL6 West Core 2 L; meter2: 1LB - FL6 West Core 2 P; meter3: 1LB - FL6 West Core 1 P; meter4: 1LB - FL6 West Core 1 L; meter5: 1LB - FL6 West Core 1 Comms | #097234 | #77C4BC | #134C6E | #2AA7F2 | #D7F7E1 | #96FFAC | #E6AF00 | #9D7EA4 | #988E3F | #446307 | this-week | Auto | 0 | #2B2B2A
1LB - Floor07 - West - Electricity - Demand |  | area | demand | Electricity | this-week | Auto | 0 | #2B2B2A | meter1: 1LB - FL7 West Core 2 L; meter2: 1LB - FL7 West Core 2 P; meter3: 1LB - FL7 West Core 1 P; meter4: 1LB - FL7 West Core 1 L | #097234 | #77C4BC | #134C6E | #2AA7F2 | #D7F7E1 | #96FFAC | #E6AF00 | #9D7EA4 | #988E3F | #446307 | this-week | Auto | 0 | #2B2B2A
1LB - Floor07 - West - Electricity - Consumption |  | bar | consumption | Electricity | this-week | Auto | 0 | #2B2B2A | meter1: 1LB - FL7 West Core 2 L; meter2: 1LB - FL7 West Core 2 P; meter3: 1LB - FL7 West Core 1 P; meter4: 1LB - FL7 West Core 1 L | #097234 | #77C4BC | #134C6E | #2AA7F2 | #D7F7E1 | #96FFAC | #E6AF00 | #9D7EA4 | #988E3F | #446307 | this-week | Auto | 0 | #2B2B2A
1LB - Floor08 - West - Electricity - Demand |  | area | demand | Electricity | this-week | Auto | 0 | #2B2B2A | meter1: 1LB - FL8 West Core 2 L; meter2: 1LB - FL8 West Core 2 P; meter3: 1LB - FL8 West Core 1 P; meter4: 1LB - FL8 West Core 1 L | #097234 | #77C4BC | #134C6E | #2AA7F2 | #D7F7E1 | #96FFAC | #E6AF00 | #9D7EA4 | #988E3F | #446307 | this-week | Auto | 0 | #2B2B2A
1LB - Floor08 - West - Electricity - Consumption |  | bar | consumption | Electricity | this-week | Auto | 0 | #2B2B2A | meter1: 1LB - FL8 West Core 2 L; meter2: 1LB - FL8 West Core 2 P; meter3: 1LB - FL8 West Core 1 P; meter4: 1LB - FL8 West Core 1 L | #097234 | #77C4BC | #134C6E | #2AA7F2 | #D7F7E1 | #96FFAC | #E6AF00 | #9D7EA4 | #988E3F | #446307 | this-week | Auto | 0 | #2B2B2A
1LB - Floor09 - West - Electricity - Demand |  | area | demand | Electricity | this-week | Auto | 0 | #2B2B2A | meter1: 1LB - FL9 West Core 2 L; meter2: 1LB - FL9 West Core 2 P; meter3: 1LB - FL9 West Core 1 P; meter4: 1LB - FL9 West Core 1 L | #097234 | #77C4BC | #134C6E | #2AA7F2 | #D7F7E1 | #96FFAC | #E6AF00 | #9D7EA4 | #988E3F | #446307 | this-week | Auto | 0 | #2B2B2A
1LB - Floor09 - West - Electricity - Consumption |  | bar | consumption | Electricity | this-week | Auto | 0 | #2B2B2A | meter1: 1LB - FL9 West Core 2 L; meter2: 1LB - FL9 West Core 2 P; meter3: 1LB - FL9 West Core 1 P; meter4: 1LB - FL9 West Core 1 L | #097234 | #77C4BC | #134C6E | #2AA7F2 | #D7F7E1 | #96FFAC | #E6AF00 | #9D7EA4 | #988E3F | #446307 | this-week | Auto | 0 | #2B2B2A
1LB - Floor10 - West - Electricity - Demand |  | area | demand | Electricity | this-week | Auto | 0 | #2B2B2A | meter1: 1LB - FL10 West Core 2 L; meter2: 1LB - FL10 West Core 2 P; meter3: 1LB - FL10 West Core 1 P; meter4: 1LB - FL10 West Core 1 L | #097234 | #77C4BC | #134C6E | #2AA7F2 | #D7F7E1 | #96FFAC | #E6AF00 | #9D7EA4 | #988E3F | #446307 | this-week | Auto | 0 | #2B2B2A
1LB - Floor10 - West - Electricity - Consumption |  | bar | consumption | Electricity | this-week | Auto | 0 | #2B2B2A | meter1: 1LB - FL10 West Core 2 L; meter2: 1LB - FL10 West Core 2 P; meter3: 1LB - FL10 West Core 1 P; meter4: 1LB - FL10 West Core 1 L | #097234 | #77C4BC | #134C6E | #2AA7F2 | #D7F7E1 | #96FFAC | #E6AF00 | #9D7EA4 | #988E3F | #446307 | this-week | Auto | 0 | #2B2B2A
1LB - Floor11 - West - Electricity - Demand |  | area | demand | Electricity | this-week | Auto | 0 | #2B2B2A | meter1: 1LB - FL11 West Core 2 L; meter2: 1LB - FL11 West Core 2 P; meter3: 1LB - FL11 West Core 1 P; meter4: 1LB - FL11 West Core 1 Lighting Kitchen; meter5: 1LB - FL11 West Core 2 DB | #097234 | #77C4BC | #134C6E | #2AA7F2 | #D7F7E1 | #96FFAC | #E6AF00 | #9D7EA4 | #988E3F | #446307 | this-week | Auto | 0 | #2B2B2A
1LB - Floor11 - West - Electricity - Consumption |  | bar | consumption | Electricity | this-week | Auto | 0 | #2B2B2A | meter1: 1LB - FL11 West Core 2 L; meter2: 1LB - FL11 West Core 2 P; meter3: 1LB - FL11 West Core 1 P; meter4: 1LB - FL11 West Core 1 Lighting Kitchen; meter5: 1LB - FL11 West Core 2 DB | #097234 | #77C4BC | #134C6E | #2AA7F2 | #D7F7E1 | #96FFAC | #E6AF00 | #9D7EA4 | #988E3F | #446307 | this-week | Auto | 0 | #2B2B2A
1LB - Floor12 - West - Electricity - Demand |  | area | demand | Electricity | this-week | Auto | 0 | #2B2B2A | meter1: 1LB - FL12 West Core 2 L; meter2: 1LB - FL12 West Core 2 P; meter3: 1LB - FL12 West Core 1 P; meter4: 1LB - FL12 West Core 1 L | #097234 | #77C4BC | #134C6E | #2AA7F2 | #D7F7E1 | #96FFAC | #E6AF00 | #9D7EA4 | #988E3F | #446307 | this-week | Auto | 0 | #2B2B2A
1LB - Floor12 - West - Electricity - Consumption |  | bar | consumption | Electricity | this-week | Auto | 0 | #2B2B2A | meter1: 1LB - FL12 West Core 2 L; meter2: 1LB - FL12 West Core 2 P; meter3: 1LB - FL12 West Core 1 P; meter4: 1LB - FL12 West Core 1 L | #097234 | #77C4BC | #134C6E | #2AA7F2 | #D7F7E1 | #96FFAC | #E6AF00 | #9D7EA4 | #988E3F | #446307 | this-week | Auto | 0 | #2B2B2A
1LB - Floor Ground - Electricity - Demand |  | area | demand | Electricity | this-week | Auto | 0 | #2B2B2A | meter1: 1LB - Ground Floor East Core 1 L; meter2: 1LB - Ground Floor East Core 1 P | #097234 | #77C4BC | #134C6E | #2AA7F2 | #D7F7E1 | #96FFAC | #E6AF00 | #9D7EA4 | #988E3F | #446307 | this-week | Auto | 0 | #2B2B2A
1LB - Floor Ground - Electricity - Consumption |  | bar | consumption | Electricity | this-week | Auto | 0 | #2B2B2A | meter1: 1LB - Ground Floor East Core 1 L; meter2: 1LB - Ground Floor East Core 1 P | #097234 | #77C4BC | #134C6E | #2AA7F2 | #D7F7E1 | #96FFAC | #E6AF00 | #9D7EA4 | #988E3F | #446307 | this-week | Auto | 0 | #2B2B2A
1LB - Floor01 - Electricity - Demand |  | area | demand | Electricity | this-week | Auto | 0 | #2B2B2A | meter1: 1LB - FL1 East Core 1 L; meter2: 1LB - FL1 East Core 1 P; meter3: 1LB - FL1 East Core 2 L; meter4: 1LB - FL1 East Core 2 P | #097234 | #77C4BC | #134C6E | #2AA7F2 | #D7F7E1 | #96FFAC | #E6AF00 | #9D7EA4 | #988E3F | #446307 | this-week | Auto | 0 | #2B2B2A
1LB - Floor01 - Electricity - Consumption |  | bar | consumption | Electricity | this-week | Auto | 0 | #2B2B2A | meter1: 1LB - FL1 East Core 1 L; meter2: 1LB - FL1 East Core 1 P; meter3: 1LB - FL1 East Core 2 L; meter4: 1LB - FL1 East Core 2 P | #097234 | #77C4BC | #134C6E | #2AA7F2 | #D7F7E1 | #96FFAC | #E6AF00 | #9D7EA4 | #988E3F | #446307 | this-week | Auto | 0 | #2B2B2A
1LB - Floor02 - Electricity - Demand |  | area | demand | Electricity | this-week | Auto | 0 | #2B2B2A | 1LB - FL2 East Core 1 L | 1LB - FL2 East Core 1 P | 1LB - FL2 East Core 2 L | 1LB - FL2 East Core 2 P | 1LB - FL2 West Core 2 L | 1LB - FL2 West Core 2 P | 1LB - FL2 West Core 1 P | 1LB - FL2 West Core 1 L |  |  | #097234 | #77C4BC | #134C6E | #2AA7F2 | #D7F7E1 | #96FFAC | #E6AF00 | #9D7EA4 | #988E3F | #446307 | this-week | Auto | 0 | #2B2B2A
1LB - Floor02 - Electricity - Consumption |  | bar | consumption | Electricity | this-week | Auto | 0 | #2B2B2A | 1LB - FL2 East Core 1 L | 1LB - FL2 East Core 1 P | 1LB - FL2 East Core 2 L | 1LB - FL2 East Core 2 P | 1LB - FL2 West Core 2 L | 1LB - FL2 West Core 2 P | 1LB - FL2 West Core 1 P | 1LB - FL2 West Core 1 L |  |  | #097234 | #77C4BC | #134C6E | #2AA7F2 | #D7F7E1 | #96FFAC | #E6AF00 | #9D7EA4 | #988E3F | #446307 | this-week | Auto | 0 | #2B2B2A
1LB - Floor03 - Electricity - Demand |  | area | demand | Electricity | this-week | Auto | 0 | #2B2B2A | 1LB - FL3 East Core 1 L | 1LB - FL3 East Core 1 P | 1LB - FL3 East Core 2 L | 1LB - FL3 East Core 2 P | 1LB - FL3 West Core 2 L | 1LB - FL3 West Core 2 P | 1LB - FL3 West Core 1 P | 1LB - FL3 West Core 1 L | 1LB - FL3 East Core 2 Metering Panel 1 |  | #097234 | #77C4BC | #134C6E | #2AA7F2 | #D7F7E1 | #96FFAC | #E6AF00 | #9D7EA4 | #988E3F | #446307 | this-week | Auto | 0 | #2B2B2A
1LB - Floor03 - Electricity - Consumption |  | bar | consumption | Electricity | this-week | Auto | 0 | #2B2B2A | 1LB - FL3 East Core 1 L | 1LB - FL3 East Core 1 P | 1LB - FL3 East Core 2 L | 1LB - FL3 East Core 2 P | 1LB - FL3 West Core 2 L | 1LB - FL3 West Core 2 P | 1LB - FL3 West Core 1 P | 1LB - FL3 West Core 1 L | 1LB - FL3 East Core 2 Metering Panel 1 |  | #097234 | #77C4BC | #134C6E | #2AA7F2 | #D7F7E1 | #96FFAC | #E6AF00 | #9D7EA4 | #988E3F | #446307 | this-week | Auto | 0 | #2B2B2A
1LB - Floor04 - Electricity - Demand |  | area | demand | Electricity | this-week | Auto | 0 | #2B2B2A | 1LB - FL4 East Core 1 L | 1LB - FL4 East Core 1 P | 1LB - FL4 East Core 2 L | 1LB - FL4 East Core 2 P | 1LB - FL4 West Core 2 L | 1LB - FL4 West Core 2 P | 1LB - FL4 West Core 1 P | 1LB - FL4 West Core 1 L |  |  | #097234 | #77C4BC | #134C6E | #2AA7F2 | #D7F7E1 | #96FFAC | #E6AF00 | #9D7EA4 | #988E3F | #446307 | this-week | Auto | 0 | #2B2B2A
1LB - Floor04 - Electricity - Consumption |  | bar | consumption | Electricity | this-week | Auto | 0 | #2B2B2A | 1LB - FL4 East Core 1 L | 1LB - FL4 East Core 1 P | 1LB - FL4 East Core 2 L | 1LB - FL4 East Core 2 P | 1LB - FL4 West Core 2 L | 1LB - FL4 West Core 2 P | 1LB - FL4 West Core 1 P | 1LB - FL4 West Core 1 L |  |  | #097234 | #77C4BC | #134C6E | #2AA7F2 | #D7F7E1 | #96FFAC | #E6AF00 | #9D7EA4 | #988E3F | #446307 | this-week | Auto | 0 | #2B2B2A
1LB - Floor05 - Electricity - Demand |  | area | demand | Electricity | this-week | Auto | 0 | #2B2B2A | 1LB - FL5 East Core 1 L | 1LB - FL5 East Core 1 P | 1LB - FL5 East Core 2 L | 1LB - FL5 East Core 2 P | 1LB - FL5 West Core 2 L | 1LB - FL5 West Core 2 P | 1LB - FL5 West Core 1 P | 1LB - FL5 West Core 1 L |  |  | #097234 | #77C4BC | #134C6E | #2AA7F2 | #D7F7E1 | #96FFAC | #E6AF00 | #9D7EA4 | #988E3F | #446307 | this-week | Auto | 0 | #2B2B2A
1LB - Floor05 - Electricity - Consumption |  | bar | consumption | Electricity | this-week | Auto | 0 | #2B2B2A | 1LB - FL5 East Core 1 L | 1LB - FL5 East Core 1 P | 1LB - FL5 East Core 2 L | 1LB - FL5 East Core 2 P | 1LB - FL5 West Core 2 L | 1LB - FL5 West Core 2 P | 1LB - FL5 West Core 1 P | 1LB - FL5 West Core 1 L |  |  | #097234 | #77C4BC | #134C6E | #2AA7F2 | #D7F7E1 | #96FFAC | #E6AF00 | #9D7EA4 | #988E3F | #446307 | this-week | Auto | 0 | #2B2B2A
1LB - Floor06 - Electricity - Demand |  | area | demand | Electricity | this-week | Auto | 0 | #2B2B2A | 1LB - FL6 East Core 1 L | 1LB - FL6 East Core 1 P | 1LB - FL6 East Core 2 L | 1LB - FL6 East Core 2 P | 1LB - FL6 West Core 2 L | 1LB - FL6 West Core 2 P | 1LB - FL6 West Core 1 P | 1LB - FL6 West Core 1 L | 1LB - FL6 West Core 1 Comms |  | #097234 | #77C4BC | #134C6E | #2AA7F2 | #D7F7E1 | #96FFAC | #E6AF00 | #9D7EA4 | #988E3F | #446307 | this-week | Auto | 0 | #2B2B2A
1LB - Floor06 - Electricity - Consumption |  | bar | consumption | Electricity | this-week | Auto | 0 | #2B2B2A | 1LB - FL6 East Core 1 L | 1LB - FL6 East Core 1 P | 1LB - FL6 East Core 2 L | 1LB - FL6 East Core 2 P | 1LB - FL6 West Core 2 L | 1LB - FL6 West Core 2 P | 1LB - FL6 West Core 1 P | 1LB - FL6 West Core 1 L | 1LB - FL6 West Core 1 Comms |  | #097234 | #77C4BC | #134C6E | #2AA7F2 | #D7F7E1 | #96FFAC | #E6AF00 | #9D7EA4 | #988E3F | #446307 | this-week | Auto | 0 | #2B2B2A
1LB - Floor07 - Electricity - Demand |  | area | demand | Electricity | this-week | Auto | 0 | #2B2B2A | 1LB - FL7 East Core 1 L | 1LB - FL7 East Core 1 P | 1LB - FL7 East Core 2 L | 1LB - FL7 East Core 2 P | 1LB - FL7 West Core 2 L | 1LB - FL7 West Core 2 P | 1LB - FL7 West Core 1 P | 1LB - FL7 West Core 1 L |  |  | #097234 | #77C4BC | #134C6E | #2AA7F2 | #D7F7E1 | #96FFAC | #E6AF00 | #9D7EA4 | #988E3F | #446307 | this-week | Auto | 0 | #2B2B2A
1LB - Floor07 - Electricity - Consumption |  | bar | consumption | Electricity | this-week | Auto | 0 | #2B2B2A | 1LB - FL7 East Core 1 L | 1LB - FL7 East Core 1 P | 1LB - FL7 East Core 2 L | 1LB - FL7 East Core 2 P | 1LB - FL7 West Core 2 L | 1LB - FL7 West Core 2 P | 1LB - FL7 West Core 1 P | 1LB - FL7 West Core 1 L |  |  | #097234 | #77C4BC | #134C6E | #2AA7F2 | #D7F7E1 | #96FFAC | #E6AF00 | #9D7EA4 | #988E3F | #446307 | this-week | Auto | 0 | #2B2B2A
1LB - Floor08 - Electricity - Demand |  | area | demand | Electricity | this-week | Auto | 0 | #2B2B2A | 1LB - FL8 East Core 1 L | 1LB - FL8 East Core 1 P | 1LB - FL8 East Core 2 L | 1LB - FL8 East Core 2 P | 1LB - FL8 West Core 2 L | 1LB - FL8 West Core 2 P | 1LB - FL8 West Core 1 P | 1LB - FL8 West Core 1 L |  |  | #097234 | #77C4BC | #134C6E | #2AA7F2 | #D7F7E1 | #96FFAC | #E6AF00 | #9D7EA4 | #988E3F | #446307 | this-week | Auto | 0 | #2B2B2A
1LB - Floor08 - Electricity - Consumption |  | bar | consumption | Electricity | this-week | Auto | 0 | #2B2B2A | 1LB - FL8 East Core 1 L | 1LB - FL8 East Core 1 P | 1LB - FL8 East Core 2 L | 1LB - FL8 East Core 2 P | 1LB - FL8 West Core 2 L | 1LB - FL8 West Core 2 P | 1LB - FL8 West Core 1 P | 1LB - FL8 West Core 1 L |  |  | #097234 | #77C4BC | #134C6E | #2AA7F2 | #D7F7E1 | #96FFAC | #E6AF00 | #9D7EA4 | #988E3F | #446307 | this-week | Auto | 0 | #2B2B2A
1LB - Floor09 - Electricity - Demand |  | area | demand | Electricity | this-week | Auto | 0 | #2B2B2A | 1LB - FL9 East Core 1 L | 1LB - FL9 East Core 1 P | 1LB - FL9 East Core 2 L | 1LB - FL9 East Core 2 P | 1LB - FL9 West Core 2 L | 1LB - FL9 West Core 2 P | 1LB - FL9 West Core 1 P | 1LB - FL9 West Core 1 L |  |  | #097234 | #77C4BC | #134C6E | #2AA7F2 | #D7F7E1 | #96FFAC | #E6AF00 | #9D7EA4 | #988E3F | #446307 | this-week | Auto | 0 | #2B2B2A
1LB - Floor09 - Electricity - Consumption |  | bar | consumption | Electricity | this-week | Auto | 0 | #2B2B2A | 1LB - FL9 East Core 1 L | 1LB - FL9 East Core 1 P | 1LB - FL9 East Core 2 L | 1LB - FL9 East Core 2 P | 1LB - FL9 West Core 2 L | 1LB - FL9 West Core 2 P | 1LB - FL9 West Core 1 P | 1LB - FL9 West Core 1 L |  |  | #097234 | #77C4BC | #134C6E | #2AA7F2 | #D7F7E1 | #96FFAC | #E6AF00 | #9D7EA4 | #988E3F | #446307 | this-week | Auto | 0 | #2B2B2A
1LB - Floor10 - Electricity - Demand |  | area | demand | Electricity | this-week | Auto | 0 | #2B2B2A | meter1: 1LB - FL10 West Core 2 L; meter2: 1LB - FL10 West Core 2 P; meter3: 1LB - FL10 West Core 1 P; meter4: 1LB - FL10 West Core 1 L | #097234 | #77C4BC | #134C6E | #2AA7F2 | #D7F7E1 | #96FFAC | #E6AF00 | #9D7EA4 | #988E3F | #446307 | this-week | Auto | 0 | #2B2B2A
1LB - Floor10 - Electricity - Consumption |  | bar | consumption | Electricity | this-week | Auto | 0 | #2B2B2A | meter1: 1LB - FL10 West Core 2 L; meter2: 1LB - FL10 West Core 2 P; meter3: 1LB - FL10 West Core 1 P; meter4: 1LB - FL10 West Core 1 L | #097234 | #77C4BC | #134C6E | #2AA7F2 | #D7F7E1 | #96FFAC | #E6AF00 | #9D7EA4 | #988E3F | #446307 | this-week | Auto | 0 | #2B2B2A
1LB - Floor11 - Electricity - Demand |  | area | demand | Electricity | this-week | Auto | 0 | #2B2B2A | meter1: 1LB - FL11 West Core 2 L; meter2: 1LB - FL11 West Core 2 P; meter3: 1LB - FL11 West Core 1 P; meter4: 1LB - FL11 West Core 1 Lighting Kitchen; meter5: 1LB - FL11 West Core 2 DB | #097234 | #77C4BC | #134C6E | #2AA7F2 | #D7F7E1 | #96FFAC | #E6AF00 | #9D7EA4 | #988E3F | #446307 | this-week | Auto | 0 | #2B2B2A
1LB - Floor11 - Electricity - Consumption |  | bar | consumption | Electricity | this-week | Auto | 0 | #2B2B2A | meter1: 1LB - FL11 West Core 2 L; meter2: 1LB - FL11 West Core 2 P; meter3: 1LB - FL11 West Core 1 P; meter4: 1LB - FL11 West Core 1 Lighting Kitchen; meter5: 1LB - FL11 West Core 2 DB | #097234 | #77C4BC | #134C6E | #2AA7F2 | #D7F7E1 | #96FFAC | #E6AF00 | #9D7EA4 | #988E3F | #446307 | this-week | Auto | 0 | #2B2B2A
1LB - Floor12 - Electricity - Demand |  | area | demand | Electricity | this-week | Auto | 0 | #2B2B2A | meter1: 1LB - FL12 West Core 2 L; meter2: 1LB - FL12 West Core 2 P; meter3: 1LB - FL12 West Core 1 P; meter4: 1LB - FL12 West Core 1 L | #097234 | #77C4BC | #134C6E | #2AA7F2 | #D7F7E1 | #96FFAC | #E6AF00 | #9D7EA4 | #988E3F | #446307 | this-week | Auto | 0 | #2B2B2A
1LB - Floor12 - Electricity - Consumption |  | bar | consumption | Electricity | this-week | Auto | 0 | #2B2B2A | meter1: 1LB - FL12 West Core 2 L; meter2: 1LB - FL12 West Core 2 P; meter3: 1LB - FL12 West Core 1 P; meter4: 1LB - FL12 West Core 1 L | #097234 | #77C4BC | #134C6E | #2AA7F2 | #D7F7E1 | #96FFAC | #E6AF00 | #9D7EA4 | #988E3F | #446307 | this-week | Auto | 0 | #2B2B2A

## UpdateModbusDevices
current_name | connection | address | name | description | port | timeout | retries | delay | keepalive | port | timeout | retries | delay | keepalive

## UpdateMeters
current_name | new_name | new_description | new_serialNumber | new_location | utility | new_parent | new_notes | driver | new_b_device | new_m_ipdevice | new_m_unit | new_metertype | new_usernames | new_groupnames
1LB-FL2 West Core 2 L | 1LB - FL2 West Core 2 L | [9 empty] | 14
1LB-FL4 West Core 2 L | 1LB - FL4 West Core 2 L
1LB-FL5 West Core 2 L | 1LB - FL5 West Core 2 L
1LB-FL8 West Core 2 L | 1LB - FL8 West Core 2 L
1LB-FL9 West Core 2 L | 1LB - FL9 West Core 2 L
1LB-FL2 West Core 2 P | 1LB - FL2 West Core 2 P
1LB-FL4 West Core 2 P | 1LB - FL4 West Core 2 P
1LB-FL5 West Core 2 P | 1LB - FL5 West Core 2 P
1LB-FL6 West Core 2 P | 1LB - FL6 West Core 2 P
1LB-FL7 West Core 2 P | 1LB - FL7 West Core 2 P
1LB-FL8 West Core 2 P | 1LB - FL8 West Core 2 P
1LB-FL9 West Core 2 P | 1LB - FL9 West Core 2 P
1LB-FL10 West Core 2 P | 1LB - FL10 West Core 2 P
1LB-FL11 West Core 2 P | 1LB - FL11 West Core 2 P
1LB-FL11 West Core 2 DB | 1LB - FL11 West Core 2 DB
1LB-FL12 West Core 2 P | 1LB - FL12 West Core 2 P
1LB-FL3 West Core 2 P | 1LB - FL3 West Core 2 P
1LB-FL3 West Core 2 L | 1LB - FL3 West Core 2 L
1LB-FL6 West Core 2 L | 1LB - FL6 West Core 2 L
1LB-FL7 West Core 2 L | 1LB - FL7 West Core 2 L
1LB-FL10 West Core 2 L | 1LB - FL10 West Core 2 L
1LB-FL12 West Core 2 L | 1LB - FL12 West Core 2 L
1LB-FL4 West Core 2 ATS | 1LB - FL4 West Core 2 ATS
1LB-FL1 West Core 1 P | 1LB - FL1 West Core 1 P
1LB-FL2 West Core 1 P | 1LB - FL2 West Core 1 P
1LB-FL3 West Core 1 P | 1LB - FL3 West Core 1 P
1LB-FL4 West Core 1 P | 1LB - FL4 West Core 1 P
1LB-FL5 West Core 1 P | 1LB - FL5 West Core 1 P
1LB-FL6 West Core 1 P | 1LB - FL6 West Core 1 P
1LB-FL8 West Core 1 P | 1LB - FL8 West Core 1 P
1LB-FL9 West Core 1 P | 1LB - FL9 West Core 1 P
1LB-FL10 West Core 1 P | 1LB - FL10 West Core 1 P
1LB-FL12 West Core 1 P | 1LB - FL12 West Core 1 P
1LB-FL2 West Core 1 L | 1LB - FL2 West Core 1 L
1LB-FL3 West Core 1 L | 1LB - FL3 West Core 1 L
1LB-FL4 West Core 1 L | 1LB - FL4 West Core 1 L
1LB-FL5 West Core 1 L | 1LB - FL5 West Core 1 L
1LB-FL6 West Core 1 L | 1LB - FL6 West Core 1 L
1LB-FL8 West Core 1 L | 1LB - FL8 West Core 1 L
1LB-FL9 West Core 1 L | 1LB - FL9 West Core 1 L
1LB-FL10 West Core 1 L | 1LB - FL10 West Core 1 L
1LB-FL11 West Core 1 Lighting Kitchen | 1LB - FL11 West Core 1 Lighting Kitchen
1LB-FL12 West Core 1 L | 1LB - FL12 West Core 1 L
1LB-FL7 West Core 1 P | 1LB - FL7 West Core 1 P
1LB-FL7 West Core 1 L | 1LB - FL7 West Core 1 L
1LB-FL6 West Core 1 Comms | 1LB - FL6 West Core 1 Comms
1LB-FL11 West Core 1 P | 1LB - FL11 West Core 1 P
1LB-Ground Floor East Core 1 P | 1LB - Ground Floor East Core 1 P
1LB-Ground Floor East Core 1 L | 1LB - Ground Floor East Core 1 L
1LB-FL1 East Core 1 L | 1LB - FL1 East Core 1 L

## ModbusDevices_BCK
connection | address | name | description | port | timeout | retries | delay | keepalive | port | timeout | retries | delay | keepalive

## Meters_BCK
name | description | serialNumber | location | utility | parent | notes | driver | b_device | m_ipdevice | m_unit | metertype | usernames | groupnames | unit | calculation_meters | portion | Calc meters list
1LB - Floor 01 East Electricity |  |  |  | 0 |  |  | Aggregate |  |  |  |  | kcl | Administrators | 19 | 1LB - FL1 East Core 1 L,1LB - FL1 East Core 1 P,1LB - FL1 East Core 2 L,1LB - FL1 East Core 2 P |  | 1LB - FL1 East Core 1 L | 1LB - FL1 East Core 1 P | 1LB - FL1 East Core 2 L | 1LB - FL1 East Core 2 P
1LB - Floor 02 East Electricity |  |  |  | 0 |  |  | Aggregate |  |  |  |  | kcl | Administrators | 19 | 1LB - FL2 East Core 1 L,1LB - FL2 East Core 1 P,1LB - FL2 East Core 2 L,1LB - FL2 East Core 2 P |  | 1LB - FL2 East Core 1 L | 1LB - FL2 East Core 1 P | 1LB - FL2 East Core 2 L | 1LB - FL2 East Core 2 P
1LB - Floor 03 East Electricity |  |  |  | 0 |  |  | Aggregate |  |  |  |  | kcl | Administrators | 19 | 1LB - FL3 East Core 1 L,1LB - FL3 East Core 1 P,1LB - FL3 East Core 2 L,1LB - FL3 East Core 2 P,1LB - FL3 East Core 2 Metering Panel 1 |  | 1LB - FL3 East Core 1 L | 1LB - FL3 East Core 1 P | 1LB - FL3 East Core 2 L | 1LB - FL3 East Core 2 P | 1LB - FL3 East Core 2 Metering Panel 1
1LB - Floor 04 East Electricity |  |  |  | 0 |  |  | Aggregate |  |  |  |  | kcl | Administrators | 19 | 1LB - FL4 East Core 1 L,1LB - FL4 East Core 1 P,1LB - FL4 East Core 2 L,1LB - FL4 East Core 2 P |  | 1LB - FL4 East Core 1 L | 1LB - FL4 East Core 1 P | 1LB - FL4 East Core 2 L | 1LB - FL4 East Core 2 P
1LB - Floor 05 East Electricity |  |  |  | 0 |  |  | Aggregate |  |  |  |  | kcl | Administrators | 19 | 1LB - FL5 East Core 1 L,1LB - FL5 East Core 1 P,1LB - FL5 East Core 2 L,1LB - FL5 East Core 2 P |  | 1LB - FL5 East Core 1 L | 1LB - FL5 East Core 1 P | 1LB - FL5 East Core 2 L | 1LB - FL5 East Core 2 P
1LB - Floor 06 East Electricity |  |  |  | 0 |  |  | Aggregate |  |  |  |  | kcl | Administrators | 19 | 1LB - FL6 East Core 1 L,1LB - FL6 East Core 1 P,1LB - FL6 East Core 2 L,1LB - FL6 East Core 2 P |  | 1LB - FL6 East Core 1 L | 1LB - FL6 East Core 1 P | 1LB - FL6 East Core 2 L | 1LB - FL6 East Core 2 P
1LB - Floor 07 East Electricity |  |  |  | 0 |  |  | Aggregate |  |  |  |  | kcl | Administrators | 19 | 1LB - FL7 East Core 1 L,1LB - FL7 East Core 1 P,1LB - FL7 East Core 2 L,1LB - FL7 East Core 2 P |  | 1LB - FL7 East Core 1 L | 1LB - FL7 East Core 1 P | 1LB - FL7 East Core 2 L | 1LB - FL7 East Core 2 P
1LB - Floor 08 East Electricity |  |  |  | 0 |  |  | Aggregate |  |  |  |  | kcl | Administrators | 19 | 1LB - FL8 East Core 1 L,1LB - FL8 East Core 1 P,1LB - FL8 East Core 2 L,1LB - FL8 East Core 2 P |  | 1LB - FL8 East Core 1 L | 1LB - FL8 East Core 1 P | 1LB - FL8 East Core 2 L | 1LB - FL8 East Core 2 P
1LB - Floor 09 East Electricity |  |  |  | 0 |  |  | Aggregate |  |  |  |  | kcl | Administrators | 19 | 1LB - FL9 East Core 1 L,1LB - FL9 East Core 1 P,1LB - FL9 East Core 2 L,1LB - FL9 East Core 2 P |  | 1LB - FL9 East Core 1 L | 1LB - FL9 East Core 1 P | 1LB - FL9 East Core 2 L | 1LB - FL9 East Core 2 P
1LB - Floor 02 West Electricity |  |  |  | 0 |  |  | Aggregate |  |  |  |  | kcl | Administrators | 19 | 1LB - FL2 West Core 2 L,1LB - FL2 West Core 2 P,1LB - FL2 West Core 1 P,1LB - FL2 West Core 1 L |  | 1LB - FL2 West Core 2 L | 1LB - FL2 West Core 2 P | 1LB - FL2 West Core 1 P | 1LB - FL2 West Core 1 L
1LB - Floor 03 West Electricity |  |  |  | 0 |  |  | Aggregate |  |  |  |  | kcl | Administrators | 19 | 1LB - FL3 West Core 2 L,1LB - FL3 West Core 2 P,1LB - FL3 West Core 1 P,1LB - FL3 West Core 1 L |  | 1LB - FL3 West Core 2 L | 1LB - FL3 West Core 2 P | 1LB - FL3 West Core 1 P | 1LB - FL3 West Core 1 L
1LB - Floor 04 West Electricity |  |  |  | 0 |  |  | Aggregate |  |  |  |  | kcl | Administrators | 19 | 1LB - FL4 West Core 2 L,1LB - FL4 West Core 2 P,1LB - FL4 West Core 1 P,1LB - FL4 West Core 1 L |  | 1LB - FL4 West Core 2 L | 1LB - FL4 West Core 2 P | 1LB - FL4 West Core 1 P | 1LB - FL4 West Core 1 L
1LB - Floor 05 West Electricity |  |  |  | 0 |  |  | Aggregate |  |  |  |  | kcl | Administrators | 19 | 1LB - FL5 West Core 2 L,1LB - FL5 West Core 2 P,1LB - FL5 West Core 1 P,1LB - FL5 West Core 1 L |  | 1LB - FL5 West Core 2 L | 1LB - FL5 West Core 2 P | 1LB - FL5 West Core 1 P | 1LB - FL5 West Core 1 L
1LB - Floor 06 West Electricity |  |  |  | 0 |  |  | Aggregate |  |  |  |  | kcl | Administrators | 19 | 1LB - FL6 West Core 2 L,1LB - FL6 West Core 2 P,1LB - FL6 West Core 1 P,1LB - FL6 West Core 1 L,1LB - FL6 West Core 1 Comms |  | 1LB - FL6 West Core 2 L | 1LB - FL6 West Core 2 P | 1LB - FL6 West Core 1 P | 1LB - FL6 West Core 1 L | 1LB - FL6 West Core 1 Comms
1LB - Floor 07 West Electricity |  |  |  | 0 |  |  | Aggregate |  |  |  |  | kcl | Administrators | 19 | 1LB - FL7 West Core 2 L,1LB - FL7 West Core 2 P,1LB - FL7 West Core 1 P,1LB - FL7 West Core 1 L |  | 1LB - FL7 West Core 2 L | 1LB - FL7 West Core 2 P | 1LB - FL7 West Core 1 P | 1LB - FL7 West Core 1 L
1LB - Floor 08 West Electricity |  |  |  | 0 |  |  | Aggregate |  |  |  |  | kcl | Administrators | 19 | 1LB - FL8 West Core 2 L,1LB - FL8 West Core 2 P,1LB - FL8 West Core 1 P,1LB - FL8 West Core 1 L |  | 1LB - FL8 West Core 2 L | 1LB - FL8 West Core 2 P | 1LB - FL8 West Core 1 P | 1LB - FL8 West Core 1 L
1LB - Floor 09 West Electricity |  |  |  | 0 |  |  | Aggregate |  |  |  |  | kcl | Administrators | 19 | 1LB - FL9 West Core 2 L,1LB - FL9 West Core 2 P,1LB - FL9 West Core 1 P,1LB - FL9 West Core 1 L |  | 1LB - FL9 West Core 2 L | 1LB - FL9 West Core 2 P | 1LB - FL9 West Core 1 P | 1LB - FL9 West Core 1 L
1LB - Floor 10 West Electricity |  |  |  | 0 |  |  | Aggregate |  |  |  |  | kcl | Administrators | 19 | 1LB - FL10 West Core 2 L,1LB - FL10 West Core 2 P,1LB - FL10 West Core 1 P,1LB - FL10 West Core 1 L |  | 1LB - FL10 West Core 2 L | 1LB - FL10 West Core 2 P | 1LB - FL10 West Core 1 P | 1LB - FL10 West Core 1 L
1LB - Floor 11 West Electricity |  |  |  | 0 |  |  | Aggregate |  |  |  |  | kcl | Administrators | 19 | 1LB - FL11 West Core 2 L,1LB - FL11 West Core 2 P,1LB - FL11 West Core 1 P,1LB - FL11 West Core 1 Lighting Kitchen,1LB - FL11 West Core 2 DB |  | 1LB - FL11 West Core 2 L | 1LB - FL11 West Core 2 P | 1LB - FL11 West Core 1 P | 1LB - FL11 West Core 1 Lighting Kitchen | 1LB - FL11 West Core 2 DB
1LB - Floor 12 West Electricity |  |  |  | 0 |  |  | Aggregate |  |  |  |  | kcl | Administrators | 19 | 1LB - FL12 West Core 2 L,1LB - FL12 West Core 2 P,1LB - FL12 West Core 1 P,1LB - FL12 West Core 1 L |  | 1LB - FL12 West Core 2 L | 1LB - FL12 West Core 2 P | 1LB - FL12 West Core 1 P | 1LB - FL12 West Core 1 L
1LB - Floor 01 Total Electricity |  |  |  | 0 |  |  | Aggregate |  |  |  |  | kcl | Administrators | 19 | 1LB - FL1 East Core 1 L,1LB - FL1 East Core 1 P,1LB - FL1 East Core 2 L,1LB - FL1 East Core 2 P |  | 1LB - FL1 East Core 1 L | 1LB - FL1 East Core 1 P | 1LB - FL1 East Core 2 L | 1LB - FL1 East Core 2 P
1LB - Floor 02 Total Electricity |  |  |  | 0 |  |  | Aggregate |  |  |  |  | kcl | Administrators | 19 | 1LB - FL2 East Core 1 L,1LB - FL2 East Core 1 P,1LB - FL2 East Core 2 L,1LB - FL2 East Core 2 P,1LB - FL2 West Core 2 L,1LB - FL2 West Core 2 P,1LB - FL2 West Core 1 P,1LB - FL2 West Core 1 L |  | 1LB - FL2 East Core 1 L | 1LB - FL2 East Core 1 P | 1LB - FL2 East Core 2 L | 1LB - FL2 East Core 2 P | 1LB - FL2 West Core 2 L | 1LB - FL2 West Core 2 P | 1LB - FL2 West Core 1 P | 1LB - FL2 West Core 1 L
1LB - Floor 03 Total Electricity |  |  |  | 0 |  |  | Aggregate |  |  |  |  | kcl | Administrators | 19 | 1LB - FL3 East Core 1 L,1LB - FL3 East Core 1 P,1LB - FL3 East Core 2 L,1LB - FL3 East Core 2 P,1LB - FL3 West Core 2 L,1LB - FL3 West Core 2 P,1LB - FL3 West Core 1 P,1LB - FL3 West Core 1 L,1LB - FL3 East Core 2 Metering Panel 1 |  | 1LB - FL3 East Core 1 L | 1LB - FL3 East Core 1 P | 1LB - FL3 East Core 2 L | 1LB - FL3 East Core 2 P | 1LB - FL3 West Core 2 L | 1LB - FL3 West Core 2 P | 1LB - FL3 West Core 1 P | 1LB - FL3 West Core 1 L | 1LB - FL3 East Core 2 Metering Panel 1
1LB - Floor 04 Total Electricity |  |  |  | 0 |  |  | Aggregate |  |  |  |  | kcl | Administrators | 19 | 1LB - FL4 East Core 1 L,1LB - FL4 East Core 1 P,1LB - FL4 East Core 2 L,1LB - FL4 East Core 2 P,1LB - FL4 West Core 2 L,1LB - FL4 West Core 2 P,1LB - FL4 West Core 1 P,1LB - FL4 West Core 1 L |  | 1LB - FL4 East Core 1 L | 1LB - FL4 East Core 1 P | 1LB - FL4 East Core 2 L | 1LB - FL4 East Core 2 P | 1LB - FL4 West Core 2 L | 1LB - FL4 West Core 2 P | 1LB - FL4 West Core 1 P | 1LB - FL4 West Core 1 L
1LB - Floor 05 Total Electricity |  |  |  | 0 |  |  | Aggregate |  |  |  |  | kcl | Administrators | 19 | 1LB - FL5 East Core 1 L,1LB - FL5 East Core 1 P,1LB - FL5 East Core 2 L,1LB - FL5 East Core 2 P,1LB - FL5 West Core 2 L,1LB - FL5 West Core 2 P,1LB - FL5 West Core 1 P,1LB - FL5 West Core 1 L |  | 1LB - FL5 East Core 1 L | 1LB - FL5 East Core 1 P | 1LB - FL5 East Core 2 L | 1LB - FL5 East Core 2 P | 1LB - FL5 West Core 2 L | 1LB - FL5 West Core 2 P | 1LB - FL5 West Core 1 P | 1LB - FL5 West Core 1 L
1LB - Floor 06 Total Electricity |  |  |  | 0 |  |  | Aggregate |  |  |  |  | kcl | Administrators | 19 | 1LB - FL6 East Core 1 L,1LB - FL6 East Core 1 P,1LB - FL6 East Core 2 L,1LB - FL6 East Core 2 P,1LB - FL6 West Core 2 L,1LB - FL6 West Core 2 P,1LB - FL6 West Core 1 P,1LB - FL6 West Core 1 L,1LB - FL6 West Core 1 Comms |  | 1LB - FL6 East Core 1 L | 1LB - FL6 East Core 1 P | 1LB - FL6 East Core 2 L | 1LB - FL6 East Core 2 P | 1LB - FL6 West Core 2 L | 1LB - FL6 West Core 2 P | 1LB - FL6 West Core 1 P | 1LB - FL6 West Core 1 L | 1LB - FL6 West Core 1 Comms
1LB - Floor 07 Total Electricity |  |  |  | 0 |  |  | Aggregate |  |  |  |  | kcl | Administrators | 19 | 1LB - FL7 East Core 1 L,1LB - FL7 East Core 1 P,1LB - FL7 East Core 2 L,1LB - FL7 East Core 2 P,1LB - FL7 West Core 2 L,1LB - FL7 West Core 2 P,1LB - FL7 West Core 1 P,1LB - FL7 West Core 1 L |  | 1LB - FL7 East Core 1 L | 1LB - FL7 East Core 1 P | 1LB - FL7 East Core 2 L | 1LB - FL7 East Core 2 P | 1LB - FL7 West Core 2 L | 1LB - FL7 West Core 2 P | 1LB - FL7 West Core 1 P | 1LB - FL7 West Core 1 L
1LB - Floor 08 Total Electricity |  |  |  | 0 |  |  | Aggregate |  |  |  |  | kcl | Administrators | 19 | 1LB - FL8 East Core 1 L,1LB - FL8 East Core 1 P,1LB - FL8 East Core 2 L,1LB - FL8 East Core 2 P,1LB - FL8 West Core 2 L,1LB - FL8 West Core 2 P,1LB - FL8 West Core 1 P,1LB - FL8 West Core 1 L |  | 1LB - FL8 East Core 1 L | 1LB - FL8 East Core 1 P | 1LB - FL8 East Core 2 L | 1LB - FL8 East Core 2 P | 1LB - FL8 West Core 2 L | 1LB - FL8 West Core 2 P | 1LB - FL8 West Core 1 P | 1LB - FL8 West Core 1 L
1LB - Floor 09 Total Electricity |  |  |  | 0 |  |  | Aggregate |  |  |  |  | kcl | Administrators | 19 | 1LB - FL9 East Core 1 L,1LB - FL9 East Core 1 P,1LB - FL9 East Core 2 L,1LB - FL9 East Core 2 P,1LB - FL9 West Core 2 L,1LB - FL9 West Core 2 P,1LB - FL9 West Core 1 P,1LB - FL9 West Core 1 L |  | 1LB - FL9 East Core 1 L | 1LB - FL9 East Core 1 P | 1LB - FL9 East Core 2 L | 1LB - FL9 East Core 2 P | 1LB - FL9 West Core 2 L | 1LB - FL9 West Core 2 P | 1LB - FL9 West Core 1 P | 1LB - FL9 West Core 1 L
1LB - Floor 10 Total Electricity |  |  |  | 0 |  |  | Aggregate |  |  |  |  | kcl | Administrators | 19 | 1LB - FL10 West Core 2 L,1LB - FL10 West Core 2 P,1LB - FL10 West Core 1 P,1LB - FL10 West Core 1 L |  | 1LB - FL10 West Core 2 L | 1LB - FL10 West Core 2 P | 1LB - FL10 West Core 1 P | 1LB - FL10 West Core 1 L
1LB - Floor 11 Total Electricity |  |  |  | 0 |  |  | Aggregate |  |  |  |  | kcl | Administrators | 19 | 1LB - FL11 West Core 2 L,1LB - FL11 West Core 2 P,1LB - FL11 West Core 1 P,1LB - FL11 West Core 1 Lighting Kitchen,1LB - FL11 West Core 2 DB |  | 1LB - FL11 West Core 2 L | 1LB - FL11 West Core 2 P | 1LB - FL11 West Core 1 P | 1LB - FL11 West Core 1 Lighting Kitchen | 1LB - FL11 West Core 2 DB
1LB - Floor 12 Total Electricity |  |  |  | 0 |  |  | Aggregate |  |  |  |  | kcl | Administrators | 19 | 1LB - FL12 West Core 2 L,1LB - FL12 West Core 2 P,1LB - FL12 West Core 1 P,1LB - FL12 West Core 1 L |  | 1LB - FL12 West Core 2 L | 1LB - FL12 West Core 2 P | 1LB - FL12 West Core 1 P | 1LB - FL12 West Core 1 L
1LB -Main Incomer Electricity |  |  |  | 0 |  |  | Aggregate |  |  |  |  | kcl | Administrators | 19 | 1LB - TX-L-01,1LB - TX-L02 |  | 1LB - TX-L-01 | 1LB - TX-L02
2ML-T/FL01-T4 RH-GPL/FCU

## CustomMeterPoints_BCK
meter | parameter | period | frequency | description | instance
1LB - FL2 West Core 2 L | Active Energy | This | month | 1LB - FL2 West Core 2 L-This-month | 2000168
1LB - FL4 West Core 2 L | Active Energy | This | month | 1LB - FL4 West Core 2 L-This-month | 2000169
1LB - FL5 West Core 2 L | Active Energy | This | month | 1LB - FL5 West Core 2 L-This-month | 2000170
1LB - FL8 West Core 2 L | Active Energy | This | month | 1LB - FL8 West Core 2 L-This-month | 2000171
1LB - FL9 West Core 2 L | Active Energy | This | month | 1LB - FL9 West Core 2 L-This-month | 2000172
1LB - FL2 West Core 2 P | Active Energy | This | month | 1LB - FL2 West Core 2 P-This-month | 2000173
1LB - FL4 West Core 2 P | Active Energy | This | month | 1LB - FL4 West Core 2 P-This-month | 2000174
1LB - FL5 West Core 2 P | Active Energy | This | month | 1LB - FL5 West Core 2 P-This-month | 2000175
1LB - FL6 West Core 2 P | Active Energy | This | month | 1LB - FL6 West Core 2 P-This-month | 2000176
1LB - FL7 West Core 2 P | Active Energy | This | month | 1LB - FL7 West Core 2 P-This-month | 2000177
1LB - FL8 West Core 2 P | Active Energy | This | month | 1LB - FL8 West Core 2 P-This-month | 2000178
1LB - FL9 West Core 2 P | Active Energy | This | month | 1LB - FL9 West Core 2 P-This-month | 2000179
1LB - FL10 West Core 2 P | Active Energy | This | month | 1LB - FL10 West Core 2 P-This-month | 2000180
1LB - FL11 West Core 2 P | Active Energy | This | month | 1LB - FL11 West Core 2 P-This-month | 2000181
1LB - FL11 West Core 2 DB | Active Energy | This | month | 1LB - FL11 West Core 2 DB-This-month | 2000182
1LB - FL12 West Core 2 P | Active Energy | This | month | 1LB - FL12 West Core 2 P-This-month | 2000183
1LB - FL3 West Core 2 P | Active Energy | This | month | 1LB - FL3 West Core 2 P-This-month | 2000184
1LB - FL3 West Core 2 L | Active Energy | This | month | 1LB - FL3 West Core 2 L-This-month | 2000185
1LB - FL6 West Core 2 L | Active Energy | This | month | 1LB - FL6 West Core 2 L-This-month | 2000186
1LB - FL7 West Core 2 L | Active Energy | This | month | 1LB - FL7 West Core 2 L-This-month | 2000187
1LB - FL10 West Core 2 L | Active Energy | This | month | 1LB - FL10 West Core 2 L-This-month | 2000188
1LB - FL12 West Core 2 L | Active Energy | This | month | 1LB - FL12 West Core 2 L-This-month | 2000189
1LB - FL4 West Core 2 ATS | Active Energy | This | month | 1LB - FL4 West Core 2 ATS-This-month | 2000190
1LB - FL1 West Core 1 P | Active Energy | This | month | 1LB - FL1 West Core 1 P-This-month | 2000191
1LB - FL2 West Core 1 P | Active Energy | This | month | 1LB - FL2 West Core 1 P-This-month | 2000192
1LB - FL3 West Core 1 P | Active Energy | This | month | 1LB - FL3 West Core 1 P-This-month | 2000193
1LB - FL4 West Core 1 P | Active Energy | This | month | 1LB - FL4 West Core 1 P-This-month | 2000194
1LB - FL5 West Core 1 P | Active Energy | This | month | 1LB - FL5 West Core 1 P-This-month | 2000195
1LB - FL6 West Core 1 P | Active Energy | This | month | 1LB - FL6 West Core 1 P-This-month | 2000196
1LB - FL8 West Core 1 P | Active Energy | This | month | 1LB - FL8 West Core 1 P-This-month | 2000197
1LB - FL9 West Core 1 P | Active Energy | This | month | 1LB - FL9 West Core 1 P-This-month | 2000198
1LB - FL10 West Core 1 P | Active Energy | This | month | 1LB - FL10 West Core 1 P-This-month | 2000199
1LB - FL12 West Core 1 P | Active Energy | This | month | 1LB - FL12 West Core 1 P-This-month | 2000200
1LB - FL2 West Core 1 L | Active Energy | This | month | 1LB - FL2 West Core 1 L-This-month | 2000201
1LB - FL3 West Core 1 L | Active Energy | This | month | 1LB - FL3 West Core 1 L-This-month | 2000202
1LB - FL4 West Core 1 L | Active Energy | This | month | 1LB - FL4 West Core 1 L-This-month | 2000203
1LB - FL5 West Core 1 L | Active Energy | This | month | 1LB - FL5 West Core 1 L-This-month | 2000204
1LB - FL6 West Core 1 L | Active Energy | This | month | 1LB - FL6 West Core 1 L-This-month | 2000205
1LB - FL8 West Core 1 L | Active Energy | This | month | 1LB - FL8 West Core 1 L-This-month | 2000206
1LB - FL9 West Core 1 L | Active Energy | This | month | 1LB - FL9 West Core 1 L-This-month | 2000207
1LB - FL10 West Core 1 L | Active Energy | This | month | 1LB - FL10 West Core 1 L-This-month | 2000208
1LB - FL11 West Core 1 Lighting Kitchen | Active Energy | This | month | 1LB - FL11 West Core 1 Lighting Kitchen-This-month | 2000209
1LB - FL12 West Core 1 L | Active Energy | This | month | 1LB - FL12 West Core 1 L-This-month | 2000210
1LB - FL7 West Core 1 P | Active Energy | This | month | 1LB - FL7 West Core 1 P-This-month | 2000211
1LB - FL7 West Core 1 L | Active Energy | This | month | 1LB - FL7 West Core 1 L-This-month | 2000212
1LB - FL6 West Core 1 Comms | Active Energy | This | month | 1LB - FL6 West Core 1 Comms-This-month | 2000213
1LB - FL11 West Core 1 P | Active Energy | This | month | 1LB - FL11 West Core 1 P-This-month | 2000214
1LB - Ground Floor East Core 1 P | Active Energy | This | month | 1LB-Ground Floor East Core 1 P-This-month | 2000215
1LB - Ground Floor East Core 1 L | Active Energy | This | month | 1LB-Ground Floor East Core 1 L-This-month | 2000216
1LB - FL1 East Core 1 L | Active Energy | This | month | 1LB - FL1 East Core 1 L-This-month | 2000217
1LB - FL1 East Core 1 P | Active Energy | This | month | 1LB - FL1 East Core 1 P-This-month | 2000218
1LB - FL1 East Core 2 P | Active Energy | This | month | 1LB - FL1 East Core 2 P-This-month | 2000219
1LB - FL1 East Core 2 L | Active Energy | This | month | 1LB - FL1 East Core 2 L-This-month | 2000220
1LB - FL2 East Core 1 P | Active Energy | This | month | 1LB - FL2 East Core 1 P-This-month | 2000221
1LB - FL2 East Core 1 L | Active Energy | This | month | 1LB - FL2 East Core 1 L-This-month | 2000222
1LB - FL2 East Core 2 P | Active Energy | This | month | 1LB - FL2 East Core 2 P-This-month | 2000223
1LB - FL2 East Core 2 L | Active Energy | This | month | 1LB - FL2 East Core 2 L-This-month | 2000224
1LB - FL3 East Core 1 P | Active Energy | This | month | 1LB - FL3 East Core 1 P-This-month | 2000225
1LB - FL3 East Core 1 L | Active Energy | This | month | 1LB - FL3 East Core 1 L-This-month | 2000226
1LB - FL3 East Core 2 P | Active Energy | This | month | 1LB - FL3 East Core 2 P-This-month | 2000227
1LB - FL3 East Core 2 L | Active Energy | This | month | 1LB - FL3 East Core 2 L-This-month | 2000228
1LB - FL3 East Core 2 Metering Panel 1 | Active Energy | This | month | 1LB - FL3 East Core 2 Metering Panel 1-This-month | 2000229
1LB - FL4 East Core 1 P | Active Energy | This | month | 1LB - FL4 East Core 1 P-This-month | 2000230
1LB - FL4 East Core 1 L | Active Energy | This | month | 1LB - FL4 East Core 1 L-This-month | 2000231
1LB - FL4 East Core 2 P | Active Energy | This | month | 1LB - FL4 East Core 2 P-This-month | 2000232
1LB - FL4 East Core 2 L | Active Energy | This | month | 1LB - FL4 East Core 2 L-This-month | 2000233
1LB - FL5 East Core 1 P | Active Energy | This | month | 1LB - FL5 East Core 1 P-This-month | 2000234
1LB - FL5 East Core 1 L | Active Energy | This | month | 1LB - FL5 East Core 1 L-This-month | 2000235
1LB - FL5 East Core 2 P | Active Energy | This | month | 1LB - FL5 East Core 2 P-This-month | 2000236
1LB - FL5 East Core 2 L | Active Energy | This | month | 1LB - FL5 East Core 2 L-This-month | 2000237
1LB - FL6 East Core 1 P | Active Energy | This | month | 1LB - FL6 East Core 1 P-This-month | 2000238
1LB - FL6 East Core 1 L | Active Energy | This | month | 1LB - FL6 East Core 1 L-This-month | 2000239
1LB - FL6 East Core 2 P | Active Energy | This | month | 1LB - FL6 East Core 2 P-This-month | 2000240
1LB - FL6 East Core 2 L | Active Energy | This | month | 1LB - FL6 East Core 2 L-This-month | 2000241
1LB - FL7 East Core 1 P | Active Energy | This | month | 1LB - FL7 East Core 1 P-This-month | 2000242
1LB - FL7 East Core 1 L | Active Energy | This | month | 1LB - FL7 East Core 1 L-This-month | 2000243
1LB - FL7 East Core 2 P | Active Energy | This | month | 1LB - FL7 East Core 2 P-This-month | 2000244
1LB - FL7 East Core 2 L | Active Energy | This | month | 1LB - FL7 East Core 2 L-This-month | 2000245
1LB - FL8 East Core 1 P | Active Energy | This | month | 1LB - FL8 East Core 1 P-This-month | 2000246
1LB - FL8 East Core 1 L | Active Energy | This | month | 1LB - FL8 East Core 1 L-This-month | 2000247
1LB - FL8 East Core 2 P | Active Energy | This | month | 1LB - FL8 East Core 2 P-This-month | 2000248
1LB - FL8 East Core 2 L | Active Energy | This | month | 1LB - FL8 East Core 2 L-This-month | 2000249
1LB - FL9 East Core 1 P | Active Energy | This | month | 1LB - FL9 East Core 1 P-This-month | 2000250
1LB - FL9 East Core 1 L | Active Energy | This | month | 1LB - FL9 East Core 1 L-This-month | 2000251
1LB - FL9 East Core 2 P | Active Energy | This | month | 1LB - FL9 East Core 2 P-This-month | 2000252
1LB - FL9 East Core 2 L | Active Energy | This | month | 1LB - FL9 East Core 2 L-This-month | 2000253
1LB - FL11 West Core 2 L | Active Energy | This | month | 1LB - FL11 West Core 2 L-This-month | 2000254
1LB - Floor 01 East Electricity | Active Energy | This | month | 1LB - Floor 01 East Electricity-This-month | 2000255
1LB - Floor 02 East Electricity | Active Energy | This | month | 1LB - Floor 02 East Electricity-This-month | 2000256
1LB - Floor 03 East Electricity | Active Energy | This | month | 1LB - Floor 03 East Electricity-This-month | 2000257
1LB - Floor 04 East Electricity | Active Energy | This | month | 1LB - Floor 04 East Electricity-This-month | 2000258
1LB - Floor 05 East Electricity | Active Energy | This | month | 1LB - Floor 05 East Electricity-This-month | 2000259
1LB - Floor 06 East Electricity | Active Energy | This | month | 1LB - Floor 06 East Electricity-This-month | 2000260
1LB - Floor 07 East Electricity | Active Energy | This | month | 1LB - Floor 07 East Electricity-This-month | 2000261
1LB - Floor 08 East Electricity | Active Energy | This | month | 1LB - Floor 08 East Electricity-This-month | 2000262
1LB - Floor 09 East Electricity | Active Energy | This | month | 1LB - Floor 09 East Electricity-This-month | 2000263
1LB - Floor 02 West Electricity | Active Energy | This | month | 1LB - Floor 02 West Electricity-This-month | 2000264
1LB - Floor 03 West Electricity | Active Energy | This | month | 1LB - Floor 03 West Electricity-This-month | 2000265
1LB - Floor 04 West Electricity | Active Energy | This | month | 1LB - Floor 04 West Electricity-This-month | 2000266
1LB - Floor 05 West Electricity | Active Energy | This | month | 1LB - Floor 05 West Electricity-This-month | 2000267
1LB - Floor 06 West Electricity | Active Energy | This | month | 1LB - Floor 06 West Electricity-This-month | 2000268
1LB - Floor 07 West Electricity | Active Energy | This | month | 1LB - Floor 07 West Electricity-This-month | 2000269
1LB - Floor 08 West Electricity | Active Energy | This | month | 1LB - Floor 08 West Electricity-This-month | 2000270
1LB - Floor 09 West Electricity | Active Energy | This | month | 1LB - Floor 09 West Electricity-This-month | 2000271
1LB - Floor 10 West Electricity | Active Energy | This | month | 1LB - Floor 10 West Electricity-This-month | 2000272
1LB - Floor 11 West Electricity | Active Energy | This | month | 1LB - Floor 11 West Electricity-This-month | 2000273
1LB - Floor 12 West Electricity | Active Energy | This | month | 1LB - Floor 12 West Electricity-This-month | 2000274
1LB - Floor 01 Total Electricity | Active Energy | This | month | 1LB - Floor 01 Total Electricity-This-month | 2000275
1LB - Floor 02 Total Electricity | Active Energy | This | month | 1LB - Floor 02 Total Electricity-This-month | 2000276
1LB - Floor 03 Total Electricity | Active Energy | This | month | 1LB - Floor 03 Total Electricity-This-month | 2000277
1LB - Floor 04 Total Electricity | Active Energy | This | month | 1LB - Floor 04 Total Electricity-This-month | 2000278
1LB - Floor 05 Total Electricity | Active Energy | This | month | 1LB - Floor 05 Total Electricity-This-month | 2000279
1LB - Floor 06 Total Electricity | Active Energy | This | month | 1LB - Floor 06 Total Electricity-This-month | 2000280
1LB - Floor 07 Total Electricity | Active Energy | This | month | 1LB - Floor 07 Total Electricity-This-month | 2000281
1LB - Floor 08 Total Electricity | Active Energy | This | month | 1LB - Floor 08 Total Electricity-This-month | 2000282
1LB - Floor 09 Total Electricity | Active Energy | This | month | 1LB - Floor 09 Total Electricity-This-month | 2000283
1LB - Floor 10 Total Electricity | Active Energy | This | month | 1LB - Floor 10 Total Electricity-This-month | 2000284
1LB - Floor 11 Total Electricity | Active Energy | This | month | 1LB - Floor 11 Total Electricity-This-month | 2000285
1LB - Floor 12 Total Electricity | Active Energy | This | month | 1LB - Floor 12 Total Electricity-This-month | 2000286
1LB - FL2 West Core 2 L | Active Energy | Previous To Today Equivalent | month | 1LB - FL2 West Core 2 L-Previous To Today Equivalent-month | 2000287
1LB - FL4 West Core 2 L | Active Energy | Previous To Today Equivalent | month | 1LB - FL4 West Core 2 L-Previous To Today Equivalent-month | 2000288
1LB - FL5 West Core 2 L | Active Energy | Previous To Today Equivalent | month | 1LB - FL5 West Core 2 L-Previous To Today Equivalent-month | 2000289
1LB - FL8 West Core 2 L | Active Energy | Previous To Today Equivalent | month | 1LB - FL8 West Core 2 L-Previous To Today Equivalent-month | 2000290
1LB - FL9 West Core 2 L | Active Energy | Previous To Today Equivalent | month | 1LB - FL9 West Core 2 L-Previous To Today Equivalent-month | 2000291
1LB - FL2 West Core 2 P | Active Energy | Previous To Today Equivalent | month | 1LB - FL2 West Core 2 P-Previous To Today Equivalent-month | 2000292
1LB - FL4 West Core 2 P | Active Energy | Previous To Today Equivalent | month | 1LB - FL4 West Core 2 P-Previous To Today Equivalent-month | 2000293
1LB - FL5 West Core 2 P | Active Energy | Previous To Today Equivalent | month | 1LB - FL5 West Core 2 P-Previous To Today Equivalent-month | 2000294
1LB - FL6 West Core 2 P | Active Energy | Previous To Today Equivalent | month | 1LB - FL6 West Core 2 P-Previous To Today Equivalent-month | 2000295
1LB - FL7 West Core 2 P | Active Energy | Previous To Today Equivalent | month | 1LB - FL7 West Core 2 P-Previous To Today Equivalent-month | 2000296
1LB - FL8 West Core 2 P | Active Energy | Previous To Today Equivalent | month | 1LB - FL8 West Core 2 P-Previous To Today Equivalent-month | 2000297
1LB - FL9 West Core 2 P | Active Energy | Previous To Today Equivalent | month | 1LB - FL9 West Core 2 P-Previous To Today Equivalent-month | 2000298
1LB - FL10 West Core 2 P | Active Energy | Previous To Today Equivalent | month | 1LB - FL10 West Core 2 P-Previous To Today Equivalent-month | 2000299
1LB - FL11 West Core 2 P | Active Energy | Previous To Today Equivalent | month | 1LB - FL11 West Core 2 P-Previous To Today Equivalent-month | 2000300
1LB - FL11 West Core 2 DB | Active Energy | Previous To Today Equivalent | month | 1LB - FL11 West Core 2 DB-Previous To Today Equivalent-month | 2000301
1LB - FL12 West Core 2 P | Active Energy | Previous To Today Equivalent | month | 1LB - FL12 West Core 2 P-Previous To Today Equivalent-month | 2000302
1LB - FL3 West Core 2 P | Active Energy | Previous To Today Equivalent | month | 1LB - FL3 West Core 2 P-Previous To Today Equivalent-month | 2000303
1LB - FL3 West Core 2 L | Active Energy | Previous To Today Equivalent | month | 1LB - FL3 West Core 2 L-Previous To Today Equivalent-month | 2000304
1LB - FL6 West Core 2 L | Active Energy | Previous To Today Equivalent | month | 1LB - FL6 West Core 2 L-Previous To Today Equivalent-month | 2000305
1LB - FL7 West Core 2 L | Active Energy | Previous To Today Equivalent | month | 1LB - FL7 West Core 2 L-Previous To Today Equivalent-month | 2000306
1LB - FL10 West Core 2 L | Active Energy | Previous To Today Equivalent | month | 1LB - FL10 West Core 2 L-Previous To Today Equivalent-month | 2000307
1LB - FL12 West Core 2 L | Active Energy | Previous To Today Equivalent | month | 1LB - FL12 West Core 2 L-Previous To Today Equivalent-month | 2000308
1LB - FL4 West Core 2 ATS | Active Energy | Previous To Today Equivalent | month | 1LB - FL4 West Core 2 ATS-Previous To Today Equivalent-month | 2000309
1LB - FL1 West Core 1 P | Active Energy | Previous To Today Equivalent | month | 1LB - FL1 West Core 1 P-Previous To Today Equivalent-month | 2000310
1LB - FL2 West Core 1 P | Active Energy | Previous To Today Equivalent | month | 1LB - FL2 West Core 1 P-Previous To Today Equivalent-month | 2000311
1LB - FL3 West Core 1 P | Active Energy | Previous To Today Equivalent | month | 1LB - FL3 West Core 1 P-Previous To Today Equivalent-month | 2000312
1LB - FL4 West Core 1 P | Active Energy | Previous To Today Equivalent | month | 1LB - FL4 West Core 1 P-Previous To Today Equivalent-month | 2000313
1LB - FL5 West Core 1 P | Active Energy | Previous To Today Equivalent | month | 1LB - FL5 West Core 1 P-Previous To Today Equivalent-month | 2000314
1LB - FL6 West Core 1 P | Active Energy | Previous To Today Equivalent | month | 1LB - FL6 West Core 1 P-Previous To Today Equivalent-month | 2000315
1LB - FL8 West Core 1 P | Active Energy | Previous To Today Equivalent | month | 1LB - FL8 West Core 1 P-Previous To Today Equivalent-month | 2000316
1LB - FL9 West Core 1 P | Active Energy | Previous To Today Equivalent | month | 1LB - FL9 West Core 1 P-Previous To Today Equivalent-month | 2000317
1LB - FL10 West Core 1 P | Active Energy | Previous To Today Equivalent | month | 1LB - FL10 West Core 1 P-Previous To Today Equivalent-month | 2000318
1LB - FL12 West Core 1 P | Active Energy | Previous To Today Equivalent | month | 1LB - FL12 West Core 1 P-Previous To Today Equivalent-month | 2000319
1LB - FL2 West Core 1 L | Active Energy | Previous To Today Equivalent | month | 1LB - FL2 West Core 1 L-Previous To Today Equivalent-month | 2000320
1LB - FL3 West Core 1 L | Active Energy | Previous To Today Equivalent | month | 1LB - FL3 West Core 1 L-Previous To Today Equivalent-month | 2000321
1LB - FL4 West Core 1 L | Active Energy | Previous To Today Equivalent | month | 1LB - FL4 West Core 1 L-Previous To Today Equivalent-month | 2000322
1LB - FL5 West Core 1 L | Active Energy | Previous To Today Equivalent | month | 1LB - FL5 West Core 1 L-Previous To Today Equivalent-month | 2000323
1LB - FL6 West Core 1 L | Active Energy | Previous To Today Equivalent | month | 1LB - FL6 West Core 1 L-Previous To Today Equivalent-month | 2000324
1LB - FL8 West Core 1 L | Active Energy | Previous To Today Equivalent | month | 1LB - FL8 West Core 1 L-Previous To Today Equivalent-month | 2000325
1LB - FL9 West Core 1 L | Active Energy | Previous To Today Equivalent | month | 1LB - FL9 West Core 1 L-Previous To Today Equivalent-month | 2000326
1LB - FL10 West Core 1 L | Active Energy | Previous To Today Equivalent | month | 1LB - FL10 West Core 1 L-Previous To Today Equivalent-month | 2000327
1LB - FL11 West Core 1 Lighting Kitchen | Active Energy | Previous To Today Equivalent | month | 1LB - FL11 West Core 1 Lighting Kitchen-Previous To Today Equivalent-month | 2000328
1LB - FL12 West Core 1 L | Active Energy | Previous To Today Equivalent | month | 1LB - FL12 West Core 1 L-Previous To Today Equivalent-month | 2000329
1LB - FL7 West Core 1 P | Active Energy | Previous To Today Equivalent | month | 1LB - FL7 West Core 1 P-Previous To Today Equivalent-month | 2000330
1LB - FL7 West Core 1 L | Active Energy | Previous To Today Equivalent | month | 1LB - FL7 West Core 1 L-Previous To Today Equivalent-month | 2000331
1LB - FL6 West Core 1 Comms | Active Energy | Previous To Today Equivalent | month | 1LB - FL6 West Core 1 Comms-Previous To Today Equivalent-month | 2000332
1LB - FL11 West Core 1 P | Active Energy | Previous To Today Equivalent | month | 1LB - FL11 West Core 1 P-Previous To Today Equivalent-month | 2000333
1LB-Ground Floor East Core 1 P | Active Energy | Previous To Today Equivalent | month | 1LB-Ground Floor East Core 1 P-Previous To Today Equivalent-month | 2000334
1LB-Ground Floor East Core 1 L | Active Energy | Previous To Today Equivalent | month | 1LB-Ground Floor East Core 1 L-Previous To Today Equivalent-month | 2000335
1LB - FL1 East Core 1 L | Active Energy | Previous To Today Equivalent | month | 1LB - FL1 East Core 1 L-Previous To Today Equivalent-month | 2000336
1LB - FL1 East Core 1 P | Active Energy | Previous To Today Equivalent | month | 1LB - FL1 East Core 1 P-Previous To Today Equivalent-month | 2000337
1LB - FL1 East Core 2 P | Active Energy | Previous To Today Equivalent | month | 1LB - FL1 East Core 2 P-Previous To Today Equivalent-month | 2000338
1LB - FL1 East Core 2 L | Active Energy | Previous To Today Equivalent | month | 1LB - FL1 East Core 2 L-Previous To Today Equivalent-month | 2000339
1LB - FL2 East Core 1 P | Active Energy | Previous To Today Equivalent | month | 1LB - FL2 East Core 1 P-Previous To Today Equivalent-month | 2000340
1LB - FL2 East Core 1 L | Active Energy | Previous To Today Equivalent | month | 1LB - FL2 East Core 1 L-Previous To Today Equivalent-month | 2000341
1LB - FL2 East Core 2 P | Active Energy | Previous To Today Equivalent | month | 1LB - FL2 East Core 2 P-Previous To Today Equivalent-month | 2000342
1LB - FL2 East Core 2 L | Active Energy | Previous To Today Equivalent | month | 1LB - FL2 East Core 2 L-Previous To Today Equivalent-month | 2000343
1LB - FL3 East Core 1 P | Active Energy | Previous To Today Equivalent | month | 1LB - FL3 East Core 1 P-Previous To Today Equivalent-month | 2000344
1LB - FL3 East Core 1 L | Active Energy | Previous To Today Equivalent | month | 1LB - FL3 East Core 1 L-Previous To Today Equivalent-month | 2000345
1LB - FL3 East Core 2 P | Active Energy | Previous To Today Equivalent | month | 1LB - FL3 East Core 2 P-Previous To Today Equivalent-month | 2000346
1LB - FL3 East Core 2 L | Active Energy | Previous To Today Equivalent | month | 1LB - FL3 East Core 2 L-Previous To Today Equivalent-month | 2000347
1LB - FL3 East Core 2 Metering Panel 1 | Active Energy | Previous To Today Equivalent | month | 1LB - FL3 East Core 2 Metering Panel 1-Previous To Today Equivalent-month | 2000348
1LB - FL4 East Core 1 P | Active Energy | Previous To Today Equivalent | month | 1LB - FL4 East Core 1 P-Previous To Today Equivalent-month | 2000349
1LB - FL4 East Core 1 L | Active Energy | Previous To Today Equivalent | month | 1LB - FL4 East Core 1 L-Previous To Today Equivalent-month | 2000350
1LB - FL4 East Core 2 P | Active Energy | Previous To Today Equivalent | month | 1LB - FL4 East Core 2 P-Previous To Today Equivalent-month | 2000351
1LB - FL4 East Core 2 L | Active Energy | Previous To Today Equivalent | month | 1LB - FL4 East Core 2 L-Previous To Today Equivalent-month | 2000352
1LB - FL5 East Core 1 P | Active Energy | Previous To Today Equivalent | month | 1LB - FL5 East Core 1 P-Previous To Today Equivalent-month | 2000353
1LB - FL5 East Core 1 L | Active Energy | Previous To Today Equivalent | month | 1LB - FL5 East Core 1 L-Previous To Today Equivalent-month | 2000354
1LB - FL5 East Core 2 P | Active Energy | Previous To Today Equivalent | month | 1LB - FL5 East Core 2 P-Previous To Today Equivalent-month | 2000355
1LB - FL5 East Core 2 L | Active Energy | Previous To Today Equivalent | month | 1LB - FL5 East Core 2 L-Previous To Today Equivalent-month | 2000356
1LB - FL6 East Core 1 P | Active Energy | Previous To Today Equivalent | month | 1LB - FL6 East Core 1 P-Previous To Today Equivalent-month | 2000357
1LB - FL6 East Core 1 L | Active Energy | Previous To Today Equivalent | month | 1LB - FL6 East Core 1 L-Previous To Today Equivalent-month | 2000358
1LB - FL6 East Core 2 P | Active Energy | Previous To Today Equivalent | month | 1LB - FL6 East Core 2 P-Previous To Today Equivalent-month | 2000359
1LB - FL6 East Core 2 L | Active Energy | Previous To Today Equivalent | month | 1LB - FL6 East Core 2 L-Previous To Today Equivalent-month | 2000360
1LB - FL7 East Core 1 P | Active Energy | Previous To Today Equivalent | month | 1LB - FL7 East Core 1 P-Previous To Today Equivalent-month | 2000361
1LB - FL7 East Core 1 L | Active Energy | Previous To Today Equivalent | month | 1LB - FL7 East Core 1 L-Previous To Today Equivalent-month | 2000362
1LB - FL7 East Core 2 P | Active Energy | Previous To Today Equivalent | month | 1LB - FL7 East Core 2 P-Previous To Today Equivalent-month | 2000363
1LB - FL7 East Core 2 L | Active Energy | Previous To Today Equivalent | month | 1LB - FL7 East Core 2 L-Previous To Today Equivalent-month | 2000364
1LB - FL8 East Core 1 P | Active Energy | Previous To Today Equivalent | month | 1LB - FL8 East Core 1 P-Previous To Today Equivalent-month | 2000365
1LB - FL8 East Core 1 L | Active Energy | Previous To Today Equivalent | month | 1LB - FL8 East Core 1 L-Previous To Today Equivalent-month | 2000366
1LB - FL8 East Core 2 P | Active Energy | Previous To Today Equivalent | month | 1LB - FL8 East Core 2 P-Previous To Today Equivalent-month | 2000367
1LB - FL8 East Core 2 L | Active Energy | Previous To Today Equivalent | month | 1LB - FL8 East Core 2 L-Previous To Today Equivalent-month | 2000368
1LB - FL9 East Core 1 P | Active Energy | Previous To Today Equivalent | month | 1LB - FL9 East Core 1 P-Previous To Today Equivalent-month | 2000369
1LB - FL9 East Core 1 L | Active Energy | Previous To Today Equivalent | month | 1LB - FL9 East Core 1 L-Previous To Today Equivalent-month | 2000370
1LB - FL9 East Core 2 P | Active Energy | Previous To Today Equivalent | month | 1LB - FL9 East Core 2 P-Previous To Today Equivalent-month | 2000371
1LB - FL9 East Core 2 L | Active Energy | Previous To Today Equivalent | month | 1LB - FL9 East Core 2 L-Previous To Today Equivalent-month | 2000372
1LB - FL11 West Core 2 L | Active Energy | Previous To Today Equivalent | month | 1LB - FL11 West Core 2 L-Previous To Today Equivalent-month | 2000373
1LB - Floor 01 East Electricity | Active Energy | Previous To Today Equivalent | month | 1LB - Floor 01 East Electricity-Previous To Today Equivalent-month | 2000374
1LB - Floor 02 East Electricity | Active Energy | Previous To Today Equivalent | month | 1LB - Floor 02 East Electricity-Previous To Today Equivalent-month | 2000375
1LB - Floor 03 East Electricity | Active Energy | Previous To Today Equivalent | month | 1LB - Floor 03 East Electricity-Previous To Today Equivalent-month | 2000376
1LB - Floor 04 East Electricity | Active Energy | Previous To Today Equivalent | month | 1LB - Floor 04 East Electricity-Previous To Today Equivalent-month | 2000377
1LB - Floor 05 East Electricity | Active Energy | Previous To Today Equivalent | month | 1LB - Floor 05 East Electricity-Previous To Today Equivalent-month | 2000378
1LB - Floor 06 East Electricity | Active Energy | Previous To Today Equivalent | month | 1LB - Floor 06 East Electricity-Previous To Today Equivalent-month | 2000379
1LB - Floor 07 East Electricity | Active Energy | Previous To Today Equivalent | month | 1LB - Floor 07 East Electricity-Previous To Today Equivalent-month | 2000380
1LB - Floor 08 East Electricity | Active Energy | Previous To Today Equivalent | month | 1LB - Floor 08 East Electricity-Previous To Today Equivalent-month | 2000381
1LB - Floor 09 East Electricity | Active Energy | Previous To Today Equivalent | month | 1LB - Floor 09 East Electricity-Previous To Today Equivalent-month | 2000382
1LB - Floor 02 West Electricity | Active Energy | Previous To Today Equivalent | month | 1LB - Floor 02 West Electricity-Previous To Today Equivalent-month | 2000383
1LB - Floor 03 West Electricity | Active Energy | Previous To Today Equivalent | month | 1LB - Floor 03 West Electricity-Previous To Today Equivalent-month | 2000384
1LB - Floor 04 West Electricity | Active Energy | Previous To Today Equivalent | month | 1LB - Floor 04 West Electricity-Previous To Today Equivalent-month | 2000385
1LB - Floor 05 West Electricity | Active Energy | Previous To Today Equivalent | month | 1LB - Floor 05 West Electricity-Previous To Today Equivalent-month | 2000386
1LB - Floor 06 West Electricity | Active Energy | Previous To Today Equivalent | month | 1LB - Floor 06 West Electricity-Previous To Today Equivalent-month | 2000387
1LB - Floor 07 West Electricity | Active Energy | Previous To Today Equivalent | month | 1LB - Floor 07 West Electricity-Previous To Today Equivalent-month | 2000388
1LB - Floor 08 West Electricity | Active Energy | Previous To Today Equivalent | month | 1LB - Floor 08 West Electricity-Previous To Today Equivalent-month | 2000389
1LB - Floor 09 West Electricity | Active Energy | Previous To Today Equivalent | month | 1LB - Floor 09 West Electricity-Previous To Today Equivalent-month | 2000390
1LB - Floor 10 West Electricity | Active Energy | Previous To Today Equivalent | month | 1LB - Floor 10 West Electricity-Previous To Today Equivalent-month | 2000391
1LB - Floor 11 West Electricity | Active Energy | Previous To Today Equivalent | month | 1LB - Floor 11 West Electricity-Previous To Today Equivalent-month | 2000392
1LB - Floor 12 West Electricity | Active Energy | Previous To Today Equivalent | month | 1LB - Floor 12 West Electricity-Previous To Today Equivalent-month | 2000393
1LB - Floor 01 Total Electricity | Active Energy | Previous To Today Equivalent | month | 1LB - Floor 01 Total Electricity-Previous To Today Equivalent-month | 2000394
1LB - Floor 02 Total Electricity | Active Energy | Previous To Today Equivalent | month | 1LB - Floor 02 Total Electricity-Previous To Today Equivalent-month | 2000395
1LB - Floor 03 Total Electricity | Active Energy | Previous To Today Equivalent | month | 1LB - Floor 03 Total Electricity-Previous To Today Equivalent-month | 2000396
1LB - Floor 04 Total Electricity | Active Energy | Previous To Today Equivalent | month | 1LB - Floor 04 Total Electricity-Previous To Today Equivalent-month | 2000397
1LB - Floor 05 Total Electricity | Active Energy | Previous To Today Equivalent | month | 1LB - Floor 05 Total Electricity-Previous To Today Equivalent-month | 2000398
1LB - Floor 06 Total Electricity | Active Energy | Previous To Today Equivalent | month | 1LB - Floor 06 Total Electricity-Previous To Today Equivalent-month | 2000399
1LB - Floor 07 Total Electricity | Active Energy | Previous To Today Equivalent | month | 1LB - Floor 07 Total Electricity-Previous To Today Equivalent-month | 2000400
1LB - Floor 08 Total Electricity | Active Energy | Previous To Today Equivalent | month | 1LB - Floor 08 Total Electricity-Previous To Today Equivalent-month | 2000401
1LB - Floor 09 Total Electricity | Active Energy | Previous To Today Equivalent | month | 1LB - Floor 09 Total Electricity-Previous To Today Equivalent-month | 2000402
1LB - Floor 10 Total Electricity | Active Energy | Previous To Today Equivalent | month | 1LB - Floor 10 Total Electricity-Previous To Today Equivalent-month | 2000403
1LB - Floor 11 Total Electricity | Active Energy | Previous To Today Equivalent | month | 1LB - Floor 11 Total Electricity-Previous To Today Equivalent-month | 2000404
1LB - Floor 12 Total Electricity | Active Energy | Previous To Today Equivalent | month | 1LB - Floor 12 Total Electricity-Previous To Today Equivalent-month | 2000405

## Spaces_BCK
name | type | description | area | parent | tariff | schedule | meter1 | meter2 | meter3 | meter4 | meter5 | meter6 | meter7 | meter8 | meter9 | meter10 | meter11 | meter12 | meter13 | meter14 | meter15 | meter16

## ReportsBCK
name | description | chart | report | utility | meter1 | meter2 | meter3 | meter4 | meter5 | meter7 | meter7 | meter8 | meter9 | meter10 | meter1-color | meter2-color | meter3-color | meter4-color | meter5-color | meter7-color | meter7-color | meter8-color | meter9-color | meter10-color | period | breakup | comparison | text-color
[15 empty] | #097234 | #77C4BC | #134C6E | [7 empty] | this-week | Auto | 0 | #2B2B2A